## Index
Index for Electricity North West in 2019/20 (Version 1)
This document, model or dataset has been prepared by or for Reckon LLP on the instructions of the DCUSA Panel or one of its working
groups. Only the DCUSA Panel and its working groups have authority to approve this material as meeting their requirements.
Reckon LLP makes no representation about the suitability of this material for the purposes of complying with any licence
conditions or furthering any relevant objective.
UNLESS STATED OTHERWISE, THIS WORKBOOK IS ONLY A PROTOTYPE FOR TESTING PURPOSES AND ALL THE DATA IN THIS MODEL ARE FOR ILLUSTRATION ONLY.
This workbook is structured as a sequential series of named and numbered tables. There is a list of
tables below, with hyperlinks. Above each calculation table, there is a description of the calculations
and hyperlinks to tables from which data are used. Hyperlinks point to the first relevant table column
heading in the relevant table. Scrolling up or down is usually required after clicking a hyperlink in
order to bring the relevant data and/or headings into view. Some versions of Microsoft Excel can
display a "Back" button, which can be useful when using hyperlinks to navigate around the workbook.
Copyright 2009-2011 Energy Networks Association Limited and others. Copyright 2011-2016 Franck Latrémolière, Reckon LLP and others.
The code used to generate this spreadsheet includes open-source software published at https://github.com/f20/power-models.
Use and distribution of the source code is subject to the conditions stated therein. |  | Colour coding
Any redistribution of this software must retain the following disclaimer: |  | Input data
THIS SOFTWARE IS PROVIDED BY AUTHORS AND CONTRIBUTORS "AS IS" AND ANY EXPRESS OR IMPLIED WARRANTIES, INCLUDING, BUT NOT LIMITED |  | Constant value
TO, THE IMPLIED WARRANTIES OF MERCHANTABILITY AND FITNESS FOR A PARTICULAR PURPOSE ARE DISCLAIMED. IN NO EVENT SHALL AUTHORS OR |  | Formula: calculation
CONTRIBUTORS BE LIABLE FOR ANY DIRECT, INDIRECT, INCIDENTAL, SPECIAL, EXEMPLARY, OR CONSEQUENTIAL DAMAGES (INCLUDING, BUT NOT |  | Formula: copy
LIMITED TO, PROCUREMENT OF SUBSTITUTE GOODS OR SERVICES; LOSS OF USE, DATA, OR PROFITS; OR BUSINESS INTERRUPTION) HOWEVER CAUSED |  | Unused cell in input data table
AND ON ANY THEORY OF LIABILITY, WHETHER IN CONTRACT, STRICT LIABILITY, OR TORT (INCLUDING NEGLIGENCE OR OTHERWISE) ARISING IN |  | Unused cell in other table
ANY WAY OUT OF THE USE OF THIS SOFTWARE, EVEN IF ADVISED OF THE POSSIBILITY OF SUCH DAMAGE. |  | Unlocked cell for notes
Worksheet | Table | Type of table
Input | 1000. Company, charging year, data version | Input data
Input | 1001. CDCM target revenue (£ unless otherwise stated) | Composite
Input | 1010. Financial and general assumptions | Composite
Input | 1017. Diversity allowance between top and bottom of network level | Input data
Input | 1018. Proportion of relevant load going through 132kV/HV direct transformation | Input data
Input | 1019. Network model GSP peak demand (MW) | Input data
Input | 1020. Gross asset cost by network level (£) | Input data
Input | 1022. LV service model asset cost (£) | Input data
Input | 1023. HV service model asset cost (£) | Input data
Input | 1025. Matrix of applicability of LV service models to tariffs with fixed charges | Input data
Input | 1026. Matrix of applicability of LV service models to unmetered tariffs | Input data
Input | 1028. Matrix of applicability of HV service models to tariffs with fixed charges | Input data
Input | 1032. Loss adjustment factors to transmission | Input data
Input | 1037. Embedded network (LDNO) discounts | Input data
Input | 1041. Load profile data for demand users | Input data
Input | 1053. Volume forecasts for the charging year | Input data
Input | 1055. Transmission exit charges (£/year) | Input data
Input | 1059. Other expenditure | Input data
Input | 1060. Customer contributions under current connection charging policy | Input data
Input | 1061. Average split of rate 1 units by distribution time band | Input data
Input | 1062. Average split of rate 2 units by distribution time band | Input data
Input | 1064. Average split of rate 1 units by special distribution time band | Input data
Input | 1066. Typical annual hours by special distribution time band | Input data
Input | 1068. Typical annual hours by distribution time band | Input data
Input | 1069. Peaking probabilities by network level | Input data
Input | 1092. Average kVAr by kVA, by network level | Input data
Input | 1201. Current tariff information | Input data
LAFs | 2001. Loss adjustment factors to transmission | Composite
LAFs | 2002. Mapping of DRM network levels to core network levels | Fixed data
LAFs | 2003. Loss adjustment factor to transmission for each DRM network level | Sum-product calculation
LAFs | 2004. Loss adjustment factor to transmission for each network level | Combine tables
LAFs | 2005. Network use factors | Fixed data
LAFs | 2006. Proportion going through 132kV/EHV | Calculation
LAFs | 2007. Proportion going through EHV | Calculation
LAFs | 2008. Proportion going through EHV/HV | Calculation
LAFs | 2009. Rerouteing matrix for all network levels | Combine tables
LAFs | 2010. Network use factors: interim step in calculations before adjustments | Sum-product calculation
LAFs | 2011. Network use factors for all tariffs | Combine tables
LAFs | 2012. Loss adjustment factors between end user meter reading and each network level, scaled by network use | Calculation
DRM | 2101. Annuity rate | Calculation
DRM | 2102. Loss adjustment factor to transmission for each core level | Combine tables
DRM | 2103. Loss adjustment factors | Composite
DRM | 2104. Diversity calculations | Special calculation
DRM | 2105. Network model total maximum demand at substation (MW) | Calculation
DRM | 2106. Network model contribution to system maximum load measured at network level exit (MW) | Calculation
DRM | 2107. Rerouteing matrix for DRM network levels | Combine tables
DRM | 2108. GSP simultaneous maximum load assumed through each network level (MW) | Sum-product calculation
DRM | 2109. Network model annuity by simultaneous maximum load for each network level (£/kW/year) | Calculation
SM | 2201. Asset £/customer from LV service models | Sum-product calculation
SM | 2202. LV unmetered service model assets £/(MWh/year) | Sum-product calculation
SM | 2203. LV unmetered service model asset charge (p/kWh) | Calculation
SM | 2204. Asset £/customer from HV service models | Sum-product calculation
SM | 2205. Service model assets by tariff (£) | Combine tables
SM | 2206. Replacement annuities for service models | Composite
Loads | 2301. Demand coefficient (load at time of system maximum load divided by average load) | Calculation
Loads | 2302. Load coefficient | Combine tables
Loads | 2303. Discount map | Fixed data
Loads | 2304. LDNO discounts and volumes adjusted for discount | Composite
Loads | 2305. Equivalent volume for each end user | Cell summation
Multi | 2401. Adjust annual hours by distribution time band to match days in year | Composite
Multi | 2402. Normalisation of split of rate 1 units by time band | Composite
Multi | 2403. Split of rate 1 units between distribution time bands | Combine tables
Multi | 2404. Normalisation of split of rate 2 units by time band | Composite
Multi | 2405. Split of rate 2 units between distribution time bands | Combine tables
Multi | 2406. Split of rate 3 units between distribution time bands (default) | Fixed data
Multi | 2407. All units (MWh) | Calculation
Multi | 2408. Calculation of implied load coefficients for one-rate users | Calculation
Multi | 2409. Calculation of implied load coefficients for two-rate users | Calculation
Multi | 2410. Calculation of implied load coefficients for three-rate users | Calculation
Multi | 2411. Calculation of adjusted time band load coefficients | Composite
Multi | 2412. Normalisation of peaking probabilities | Composite
Multi | 2413. Peaking probabilities by network level (reshaped) | Reshape table
Multi | 2414. Pseudo load coefficient by time band and network level | Calculation
Multi | 2415. Single rate non half hourly pseudo timeband load coefficients | Copy cells
Multi | 2416. Single rate non half hourly units (MWh) | Copy cells
Multi | 2417. Single rate non half hourly timeband use | Copy cells
Multi | 2418. Single rate non half hourly tariff pseudo load coefficient | Sum-product calculation
Multi | 2419. Multi rate non half hourly units (MWh) | Copy cells
Multi | 2420. Multi rate non half hourly pseudo timeband load coefficients | Copy cells
Multi | 2421. Multi rate non half hourly timeband use | Copy cells
Multi | 2422. Multi rate non half hourly tariff pseudo load coefficient | Sum-product calculation
Multi | 2423. Off-peak non half hourly units (MWh) | Copy cells
Multi | 2424. Off-peak non half hourly pseudo timeband load coefficients | Copy cells
Multi | 2425. Off-peak non half hourly timeband use | Copy cells
Multi | 2426. Off-peak non half hourly tariff pseudo load coefficient | Sum-product calculation
Multi | 2427. Aggregated half hourly units (MWh) | Copy cells
Multi | 2428. Aggregated half hourly pseudo timeband load coefficients | Copy cells
Multi | 2429. Aggregated half hourly timeband use | Copy cells
Multi | 2430. Aggregated half hourly tariff pseudo load coefficient | Sum-product calculation
Multi | 2431. Average non half hourly tariff pseudo load coefficient | Calculation
Multi | 2432. Average non half hourly timeband use | Calculation
Multi | 2433. Aggregated half hourly tariff pseudo load coefficient using average non half hourly unit mix | Sum-product calculation
Multi | 2434. Relative correction factor for aggregated half hourly tariff | Calculation
Multi | 2435. Correction factor for non half hourly tariffs | Calculation
Multi | 2436. Single rate non half hourly corrected pseudo timeband load coefficient | Calculation
Multi | 2437. Multi rate non half hourly corrected pseudo timeband load coefficient | Calculation
Multi | 2438. Off-peak non half hourly corrected pseudo timeband load coefficient | Calculation
Multi | 2439. Aggregated half hourly corrected pseudo timeband load coefficient | Calculation
Multi | 2440. Pseudo load coefficient by time band and network level (equalised) | Combine tables
Multi | 2441. Unit rate 1 pseudo load coefficient by network level | Sum-product calculation
Multi | 2442. Unit rate 2 pseudo load coefficient by network level | Sum-product calculation
Multi | 2443. Unit rate 3 pseudo load coefficient by network level | Sum-product calculation
Multi | 2444. Adjust annual hours by special distribution time band to match days in year | Composite
Multi | 2445. Normalisation of split of rate 1 units by special time band | Composite
Multi | 2446. Split of rate 1 units between special distribution time bands | Combine tables
Multi | 2447. Split of rate 2 units between special distribution time bands (default) | Fixed data
Multi | 2448. Split of rate 3 units between special distribution time bands (default) | Fixed data
Multi | 2449. Calculation of implied special load coefficients for one-rate users | Calculation
Multi | 2450. Calculation of implied special load coefficients for three-rate users | Calculation
Multi | 2451. Estimated contributions to peak demand | Composite
Multi | 2452. Load coefficient correction factor for the group | Calculation
Multi | 2453. Calculation of special peaking probabilities | Composite
Multi | 2454. Special peaking probabilities by network level | Combine tables
Multi | 2455. Special peaking probabilities by network level (reshaped) | Reshape table
Multi | 2456. Pseudo load coefficient by special time band and network level | Calculation
Multi | 2457. Unit rate 1 pseudo load coefficient by network level (special) | Sum-product calculation
Multi | 2458. Unit rate 2 pseudo load coefficient by network level (special) | Sum-product calculation
Multi | 2459. Unit rate 3 pseudo load coefficient by network level (special) | Sum-product calculation
Multi | 2460. Unit rate 1 pseudo load coefficient by network level (combined) | Combine tables
Multi | 2461. Unit rate 2 pseudo load coefficient by network level (combined) | Combine tables
Multi | 2462. Unit rate 3 pseudo load coefficient by network level (combined) | Combine tables
SMD | 2501. Contributions of users on one-rate multi tariffs to system simultaneous maximum load by network level (kW) | Calculation
SMD | 2502. Contributions of users on two-rate multi tariffs to system simultaneous maximum load by network level (kW) | Calculation
SMD | 2503. Contributions of users on three-rate multi tariffs to system simultaneous maximum load by network level (kW) | Calculation
SMD | 2504. Estimated contributions of users on each tariff to system simultaneous maximum load by network level (kW) | Calculation
SMD | 2505. Contributions of users on each tariff to system simultaneous maximum load by network level (kW) | Combine tables
SMD | 2506. Forecast system simultaneous maximum load (kW) from forecast units | Cell summation
AMD | 2601. Pre-processing of data for standing charge factors | Composite
AMD | 2602. Standing charges factors adapted to use 132kV/HV | Combine tables
AMD | 2603. Capacity-based contributions to chargeable aggregate maximum load by network level (kW) | Calculation
AMD | 2604. Unit-based contributions to chargeable aggregate maximum load (kW) | Calculation
AMD | 2605. Contributions to aggregate maximum load by network level (kW) | Combine tables
AMD | 2606. Forecast chargeable aggregate maximum load (kW) | Cell summation
AMD | 2607. Forecast simultaneous load subject to standing charge factors (kW) | Calculation
AMD | 2608. Forecast simultaneous load replaced by standing charge (kW) | Cell summation
AMD | 2609. Calculated LV diversity allowance | Calculation
AMD | 2610. Network level mapping for diversity allowances | Fixed data
AMD | 2611. Diversity allowances including 132kV/HV | Sum-product calculation
AMD | 2612. Diversity allowances (including calculated LV value) | Combine tables
AMD | 2613. Forecast simultaneous maximum load (kW) adjusted for standing charges | Calculation
Otex | 2701. Operating expenditure coded by network level (£/year) | Combine tables
Otex | 2702. Network model assets (£) scaled by load forecast | Calculation
Otex | 2703. Annual consumption by tariff for unmetered users (MWh) | Copy cells
Otex | 2704. Total unmetered units | Cell summation
Otex | 2705. Service model asset data | Composite
Otex | 2706. Data for allocation of operating expenditure | Composite
Otex | 2707. Amount of expenditure to be allocated according to asset values (£/year) | Calculation
Otex | 2708. Total operating expenditure by network level (£/year) | Calculation
Otex | 2709. Operating expenditure percentage by network level | Calculation
Otex | 2710. Unit operating expenditure based on simultaneous maximum load (£/kW/year) | Calculation
Otex | 2711. Operating expenditure for customer assets p/MPAN/day | Composite
Otex | 2712. Operating expenditure for unmetered customer assets (p/kWh) | Calculation
Contrib | 2801. Network level of supply (for customer contributions) by tariff | Fixed data
Contrib | 2802. Contribution proportion of asset annuities, by customer type and network level of assets | Calculation
Contrib | 2803. Proportion of asset annuities deemed to be covered by customer contributions | Sum-product calculation
Contrib | 2804. Proportion of annual charge covered by contributions (for all charging levels) | Combine tables
Yard | 2901. Unit cost at each level, £/kW/year (relative to system simultaneous maximum load) | Combine tables
Yard | 2902. Pay-as-you-go yardstick unit costs by charging level (p/kWh) | Calculation
Yard | 2903. Contributions to pay-as-you-go unit rate 1 (p/kWh) | Calculation
Yard | 2904. Contributions to pay-as-you-go unit rate 2 (p/kWh) | Calculation
Yard | 2905. Contributions to pay-as-you-go unit rate 3 (p/kWh) | Calculation
Standing | 3001. Costs based on aggregate maximum load (£/kW/year) | Calculation
Standing | 3002. Capacity elements p/kVA/day | Calculation
Standing | 3003. Yardstick components p/kWh (taking account of standing charges) | Calculation
Standing | 3004. Contributions to unit rate 1 p/kWh by network level (taking account of standing charges) | Calculation
Standing | 3005. Contributions to unit rate 2 p/kWh by network level (taking account of standing charges) | Calculation
Standing | 3006. Contributions to unit rate 3 p/kWh by network level (taking account of standing charges) | Calculation
Standing | 3007. Exceeded capacity charge elements p/kVA/day | Calculation
AggCap | 3101. Mapping of tariffs to tariff groups | Fixed data
AggCap | 3102. Capacity use for tariffs charged for capacity on an exit point basis | Composite
AggCap | 3103. Aggregate capacity (kW) | Sum-product calculation
AggCap | 3104. Aggregate number of users charged for capacity on an exit point basis | Sum-product calculation
AggCap | 3105. Average maximum kVA by exit point | Calculation
AggCap | 3106. Deemed average maximum kVA for each tariff | Sum-product calculation
AggCap | 3107. Capacity-driven fixed charge elements from standing charges factors p/MPAN/day | Calculation
Reactive | 3201. Network use factors for generator reactive unit charges | Fixed data
Reactive | 3202. Standard components p/kWh for reactive power (absolute value) | Calculation
Reactive | 3203. Standard reactive p/kVArh | Calculation
Reactive | 3204. Absolute value of load coefficient (kW peak / average kW) | Calculation
Reactive | 3205. Pay-as-you-go components p/kWh for reactive power (absolute value) | Calculation
Reactive | 3206. Pay-as-you-go reactive p/kVArh | Calculation
Aggreg | 3301. Unit rate 1 p/kWh (elements) | Combine tables
Aggreg | 3302. Unit rate 2 p/kWh (elements) | Combine tables
Aggreg | 3303. Unit rate 3 p/kWh (elements) | Combine tables
Aggreg | 3304. Fixed charge p/MPAN/day (elements) | Combine tables
Aggreg | 3305. Capacity charge p/kVA/day (elements) | Copy cells
Aggreg | 3306. Exceeded capacity charge p/kVA/day (elements) | Copy cells
Aggreg | 3307. Reactive power charge p/kVArh (elements) | Combine tables
Aggreg | 3308. Summary of charges before revenue matching | Cell summation
Revenue | 3401. Net revenues by tariff before matching (£) | Calculation
Revenue | 3402. Target CDCM revenue | Composite
Revenue | 3403. Revenue surplus or shortfall | Composite
Adder | 3501. Adder value at which the minimum is breached | Calculation
Adder | 3502. Marginal revenue effect of adder | Calculation
Adder | 3503. Constraint-free solution | Calculation
Adder | 3504. Starting point | Calculation
Adder | 3505. Solve for General adder rate (p/kWh) | Composite
Adder | 3506. General adder rate (p/kWh) | Calculation
Adder | 3507. Adder | Calculation
Adjust | 3601. Tariffs before rounding | Composite
Adjust | 3602. Decimal places | Fixed data
Adjust | 3603. Tariff rounding | Calculation
Adjust | 3604. All the way tariffs | Calculation
Adjust | 3605. Net revenues by tariff from rounding | Calculation
Adjust | 3606. Revenue forecast summary | Composite
Adjust | 3607. Tariffs | Calculation
Tariffs | 3701. Tariffs | Composite
Summary | 3801. Headline parameters | Composite
Summary | 3802. Revenue summary | Composite
Summary | 3803. Revenue summary by tariff component | Cell summation
M-Rev | 3901. Revenue matrix by tariff | Composite
M-Rev | 3902. Revenues by charging element and network level | Cell summation
CData | 4001. Revenues under current tariffs (£) | Calculation
CData | 4002. All-the-way volumes | Copy cells
CData | 4003. Normalised to | Fixed data
CData | 4004. Normalised volumes for comparisons | Calculation
CData | 4005. LDNO LV charges (normalised £) | Copy cells
CData | 4006. LDNO HV charges (normalised £) | Copy cells
CTables | 4101. Comparison with current all-the-way demand tariffs | Composite
CTables | 4102. LDNO margins in use of system charges | Composite
M-ATW | Tariff matrices | Notes
Technical model rules and version control
---
PerlModule: CDCM
agghhequalisation: rag
alwaysUseRAG: 1
blackPeakingProbabilityRequired: 1
coincidenceAdj: groupums
colour: orange
drm: top500gsp
extraLevels: 1
fixedCap: 1-4
matrices: big
noReplacement: blanket
pcd: 1
portfolio: 1
protect: 1
revisionText: r7414
scaler: adderppugeneralminzeronogen
standing: sub132
summary: consultation
targetRevenue: dcp249
tariffs: commongensubdcp130dcp163pc12hhpc34hhgennoreact
template: '%-model228+'
timeOfDay: timeOfDay179
unauth: dayotex
validation: lenientnomsg
'~codeValidation':
CDCM/AML.pm: 456e00943a159e7b87cf01c5c4710e6a140ca47c
CDCM/Aggregation.pm: 372b53e6dba1fe9433020bbd13328009851a036a
CDCM/Contributions.pm: 27ad354dcefbc9a811f3db79dc8efe0f1833e5f3
CDCM/Discounts.pm: a7364da2114ba741a77c0d6cb86d8234e52f9f27
CDCM/Loads.pm: 8318fd13017faf9e8cc117bc2b5f75e978e6365b
CDCM/Master.pm: b888dfe95c5c84cdb82428a1727d2a974bc5a157
CDCM/Matching.pm: 01f6510e0d600acd5eaf457dc0ce7510a9e57a57
CDCM/NetworkSizer.pm: 50def4231b67757f2bd222cc1579fa342876afd0
CDCM/Operating.pm: c8ee43d2a1898e7c0e12aa50754522a86c4077c3
CDCM/Reactive.pm: e2318e6ee9559bf7cd3cfcfff58c399eb12c866a
CDCM/Revenue.pm: 6c445ed34c255f9ddc0b221c97478f1622f96850
CDCM/Routeing.pm: 9b718b597245d1b0721d2c7a64c50c2a706295b5
CDCM/SML.pm: aac911646d7138ef11303d19e73c7fb180fadeeb
CDCM/ServiceModels.pm: 962bc7cb35ba1dba1d76a82ebf31da562bb15636
CDCM/Setup.pm: fa9ab9e9febf3f6681cdfa8c05e2700627cf0251
CDCM/Sheets.pm: 9fd822bebed6e0c93722fe67a01c586d855391af
CDCM/Standing.pm: 0677863cc8c69940e82611a34f6a4cf6e6c938f6
CDCM/Summary.pm: 591dbcc9c325ebe7d3bb65b6fdd6fdc8c2b0d03b
CDCM/Table1001_2016.pm: 5f546f87942091a84a5cb5d655bf1d971cac11e6
CDCM/TariffList.pm: 64ad6df9569e545ee8cb15b755bb503f11a8d027
CDCM/Tariffs.pm: 76356ecc3a24bb7e0d1b998ff54ed84d4c66815d
CDCM/TimeOfDay179.pm: bcfbb0b849f3d51df08034f15d98c106a1026464
CDCM/Yardsticks.pm: 14fa4ca8c5e1b83888203f2a0a27b027b0e1be67
SpreadsheetModel/Arithmetic.pm: b1367f0a9de6b5af11373f288c79c34dcf1cd6d7
SpreadsheetModel/Book/FrontSheet.pm: 46ce018576f7ecdfeeb07df5d5468405cb06839c
SpreadsheetModel/Book/Manufacturing.pm: c9328f8ce467db0f50b8d1d3b6064a439a158536
SpreadsheetModel/Book/Validation.pm: ed2ab0782db26c535a153fdc187c4ac85d37bf0b
SpreadsheetModel/Book/WorkbookCreate.pm: a02f9620ecfc3c847594ec6a7f5d50a9a30b2168
SpreadsheetModel/Book/WorkbookFormats.pm: b659dd128e9de6350e6f389cbe5ac3c7e01ff09d
SpreadsheetModel/Columnset.pm: 672a86ec91518b1756e619af3caf5fd13a83fe72
SpreadsheetModel/Custom.pm: 64258a1a23160d1b05311a838e34f4078f7516be
SpreadsheetModel/Dataset.pm: 0d4dd59d0e133cd7ac0d1f5f60d67b42da63633e
SpreadsheetModel/FormatLegend.pm: 6542b2c1f994e4aa10f155c435cabafa7a9f5778
SpreadsheetModel/GroupBy.pm: a05f4878f468a3191257c58c4711fc115bde7e7d
SpreadsheetModel/Label.pm: 053d8801da63a168d467ae3cf12c6c32325befe3
SpreadsheetModel/Labelset.pm: 9869da1561c537b93ee2cbbfe04c5047c6144169
SpreadsheetModel/Logger.pm: 833fe1cc3c01cd760064f51dd812b9db75a8b221
SpreadsheetModel/Notes.pm: deac2cc524c26b5965f89ee6ab62979a9443d683
SpreadsheetModel/Object.pm: ad87af5906c5d614f2ee9535b691ad91f03c7c38
SpreadsheetModel/Reshape.pm: 44d60329c15bdfdf839a71781406c921808898b4
SpreadsheetModel/SegmentRoot.pm: b9c3f399e76a3369cc6271bc475efeffbc75e604
SpreadsheetModel/Shortcuts.pm: 862755d9f7270e4db643182f2a94f4d19dff749b
SpreadsheetModel/Stack.pm: 05a927d320fe0b49a01b5d253723cf04175915ac
SpreadsheetModel/SumProduct.pm: c5a66046bc650db92cb5b588c8b0b207eb91f4d4
'~datasetName': Blank
'~datasetSource': Empty dataset
Generated on Sun 20 Nov 2016 12:44:11 by www.dcmf.co.uk

## Input
Input data for Electricity North West in 2019/20 (Version 1)
This sheet contains all the input data (except LLFCs which might be entered directly into the Tariff sheet).
1000. Company, charging year, data version
| Company | Year | Version
Company, charging year, data version | Electricity North West | 2019/20 | Version 1
1001. CDCM target revenue (£ unless otherwise stated)
| Further description | Term | CRC | Value | Calculations (£/year)
Base Demand Revenue before inflation | A1 | PU | CRC2A | 353800000
Annual Iteration adjustment before inflation | A2 | MOD | CRC2A | -9303269.0301
RPI True-up before inflation | A3 | TRU | CRC2A | 167433.4252
Price index adjustment (RPI index) | A4 | RPIF | CRC2A | 1.195
Base demand revenue | A = (A1 + A2 + A3) * A4 | BR | CRC2A |  | 411873676.4522
Pass-Through Licence Fees | B1 | LF | CRC2B | 181048.8039
Pass-Through Business Rates | B2 | RB | CRC2B | -3957648.8138
Pass-Through Transmission Connection Point Charges | B3 | TB | CRC2B | 488754.536
Pass-through Smart Meter Communication Licence Costs | B4 | SMC | CRC2B | 492934.4078
Pass-through Smart Meter IT Costs | B5 | SMIT | CRC2B | 1418703.1321
Pass-through Ring Fence Costs | B6 | RF | CRC2B | 0
Pass-Through Others | B7 | HB, SEC, UNC | CRC2B | 0
Allowed Pass-Through Items | B = Sum of B1 to B7 | PT | CRC2B |  | -1376207.9339
Broad Measure of Customer Service incentive | C1 | BM | CRC2C | 3047073.3417
Quality of Service incentive | C2 | IQ | CRC2D | 15271601.6419
Connections Engagement incentive | C3 | ICE | CRC2E | 0
Time to Connect incentive | C4 | TTC | CRC2F | 1294193.094
Losses Discretionary Reward incentive | C5 | LDR | CRC2G | 0
Network Innovation Allowance | C6 | NIA | CRC2H | 2883115.7352
Low Carbon Network Fund - Tier 1 unrecoverable | C7 | LCN1 | CRC2J | 0
Low Carbon Network Fund - Tier 2 & Discretionary Funding | C7 | LCN2 | CRC2J | 0
Connection Guaranteed Standards Systems & Processes penalty | C8 | AUM, CGSRA | CRC2K-L | 0
Residual Losses and Growth Incentive - Losses | C9 | PPL | CRC2M | 0
Residual Losses and Growth Incentive - Growth | C9 | GTA | CRC2M | 0
Incentive Revenue and Other Adjustments | C = Sum of C1 to C9 |  |  |  | 22495983.8127
Correction Factor | D | -K | CRC2A | 6197323.7278
Total allowed Revenue | E = A + B + C + D | AR | CRC2A |  | 439190776.0587
Other 1. Excluded services - Top-up, standby, and enhanced system security | F1 (see note 1) | DRS4 | CRC5C | 0
Other 2. Excluded services - Revenue protection services | F2 (see note 1) | DRS5 | CRC5C | 0
Other 3. Excluded services - Miscellaneous | F3 (see note 1) | DRS9 | CRC5C | 0
Other 4. Please describe if used | F4 | Please describe | if used | 0
Other 5. Please describe if used | F5 | Please describe | if used | 0
Total other revenue recovered by Use of System Charges | F = Sum of F1 to F5 |  |  |  | 0
Total Revenue for Use of System Charges | G = E + F |  |  |  | 439190776.0587
1. Revenue raised outside CDCM - EDCM and Certain Interconnector Revenue | H1 |  |  | 21396990.6667
2. Revenue raised outside CDCM - Voluntary under-recovery | H2 |  |  | 0
3. Revenue raised outside CDCM - Please describe if used | 2 | Please describe | if used | 0
4. Revenue raised outside CDCM - Please describe if used | H4 | Please describe | if used | 0
Total Revenue to be raised outside the CDCM | H = Sum of H1 to H4 |  |  |  | 21396990.6667
Latest forecast of CDCM Revenue | I = G - H |  |  |  | 417793785.392
Note 1: Cost categories associated with excluded services should only be populated if the Company recovers the costs of providing these services from Use of System Charges
1010. Financial and general assumptions
Sources: financial assumptions; calendar; network model.
These financial assumptions determine the annuity rate applied to convert the asset values of the network model into an annual charge.
| Rate of return | Annualisation period (years) | Annuity proportion for customer-contributed assets | Power factor | Days in the charging year
Financial and general assumptions | 4.02% | 40 | 0 | 0.95 | 366
1017. Diversity allowance between top and bottom of network level
Source: operational data analysis and/or network model.
The diversity figure against GSP is the diversity between GSP Group (the whole system) and individual GSPs.
The diversity figure against 132kV is the diversity between GSPs (the top of the 132kV network) and 132kV/EHV bulk supply points (the bottom of the 132kV network).
The diversity figure against EHV is the diversity between 132kV/EHV bulk supply points (the top of the EHV network) and EHV/HV primary substations (the bottom of the EHV network).
The diversity figure against HV is the diversity between EHV/HV primary substations (the top of the HV network) and HV/LV substations (the bottom of the HV network).
Diversity allowance between top and bottom of network level
GSPs | 6.349%
132kV | 6.833%
132kV/EHV
EHV | 9.14%
EHV/HV
HV | 23.9%
HV/LV
LV circuits
1018. Proportion of relevant load going through 132kV/HV direct transformation
132kV/HV
EHV/HV
1019. Network model GSP peak demand (MW)
Network model GSP peak demand (MW)
Network model GSP peak demand (MW) | 500
1020. Gross asset cost by network level (£)
Gross assets £
132kV | 100301754.5317
132kV/EHV | 39674898.8273
EHV | 100181801.9025
EHV/HV | 63195020.9514
132kV/HV | 0
HV | 114729339.0981
HV/LV | 104165107.7025
LV circuits | 57745147.1256
1022. LV service model asset cost (£)
| LV service model 1 | LV service model 2 | LV service model 3 | LV service model 4 | LV service model 5 | LV service model 6 | LV service model 7 | LV service model 8
LV service model asset cost (£) | 10961.8314 | 548.0916 | 2576.7389 | 8271.6388 | 301.2636 | 0 | 0 | 0
1023. HV service model asset cost (£)
| HV service model 1 | HV service model 2 | HV service model 3 | HV service model 4 | HV service model 5
HV service model asset cost (£) | 20576.1388 | 18188.2308 | 1224.7359 | 0 | 0
1025. Matrix of applicability of LV service models to tariffs with fixed charges
| LV service model 1 | LV service model 2 | LV service model 3 | LV service model 4 | LV service model 5 | LV service model 6 | LV service model 7 | LV service model 8
Domestic Unrestricted | 5% | 0% | 0% | 0% | 0% | 0% | 0% | 0%
Domestic Two Rate | 5% | 0% | 0% | 0% | 0% | 0% | 0% | 0%
Small Non Domestic Unrestricted | 0% | 100% | 0% | 0% | 0% | 0% | 0% | 0%
Small Non Domestic Two Rate | 0% | 100% | 0% | 0% | 0% | 0% | 0% | 0%
LV Medium Non-Domestic | 0% | 23.92% | 76.08% | 0% | 0% | 0% | 0% | 0%
LV Sub Medium Non-Domestic | 0% | 0% | 0% | 100% | 0% | 0% | 0% | 0%
LV Network Domestic | 5% | 0% | 0% | 0% | 0% | 0% | 0% | 0%
LV Network Non-Domestic Non-CT | 0% | 100% | 0% | 0% | 0% | 0% | 0% | 0%
LV HH Metered | 0% | 0% | 100% | 0% | 0% | 0% | 0% | 0%
LV Sub HH Metered | 0% | 0% | 0% | 100% | 0% | 0% | 0% | 0%
LV Generation NHH or Aggregate HH | 0% | 0% | 0% | 0% | 0% | 0% | 0% | 0%
LV Sub Generation NHH | 0% | 0% | 0% | 0% | 0% | 0% | 0% | 0%
LV Generation Intermittent | 0% | 0% | 0% | 0% | 0% | 0% | 0% | 0%
LV Generation Intermittent no RP charge | 0% | 0% | 0% | 0% | 0% | 0% | 0% | 0%
LV Generation Non-Intermittent | 0% | 0% | 0% | 0% | 0% | 0% | 0% | 0%
LV Generation Non-Intermittent no RP charge | 0% | 0% | 0% | 0% | 0% | 0% | 0% | 0%
LV Sub Generation Intermittent | 0% | 0% | 0% | 0% | 0% | 0% | 0% | 0%
LV Sub Generation Intermittent no RP charge | 0% | 0% | 0% | 0% | 0% | 0% | 0% | 0%
LV Sub Generation Non-Intermittent | 0% | 0% | 0% | 0% | 0% | 0% | 0% | 0%
LV Sub Generation Non-Intermittent no RP charge | 0% | 0% | 0% | 0% | 0% | 0% | 0% | 0%
1026. Matrix of applicability of LV service models to unmetered tariffs
Source: service models
Proportion of service model involved in connecting load of 1 MWh/year
| LV service model 1 | LV service model 2 | LV service model 3 | LV service model 4 | LV service model 5 | LV service model 6 | LV service model 7 | LV service model 8
All LV unmetered tariffs | 0 | 0 | 0 | 0 | 2.8726 | 0 | 0 | 0
1028. Matrix of applicability of HV service models to tariffs with fixed charges
| HV service model 1 | HV service model 2 | HV service model 3 | HV service model 4 | HV service model 5
HV Medium Non-Domestic | 0% | 100% | 0% | 0% | 0%
HV HH Metered | 0% | 100% | 0% | 0% | 0%
HV Generation Intermittent | 0% | 0% | 100% | 0% | 0%
HV Generation Intermittent no RP charge | 0% | 0% | 100% | 0% | 0%
HV Generation Non-Intermittent | 0% | 0% | 100% | 0% | 0%
HV Generation Non-Intermittent no RP charge | 0% | 0% | 100% | 0% | 0%
1032. Loss adjustment factors to transmission
Source: losses model or loss adjustment factors at time of system peak.
| 132kV | 132kV/EHV | EHV | EHV/HV | HV | HV/LV | LV circuits
Loss adjustment factor | 1.01 | 1.015 | 1.0214 | 1.027 | 1.0393 | 1.0532 | 1.1076
1037. Embedded network (LDNO) discounts
Source: separate price control disaggregation model.
| No discount | LDNO LV: LV user | LDNO HV: LV user | LDNO HV: LV sub user | LDNO HV: HV user
LDNO discount |  | 35.74% | 57.34% | 32.79% | 20.42%
1041. Load profile data for demand users
Source: load data analysis.
| Coincidence factor | Load factor
Domestic Unrestricted | 0.90738 | 0.44608
Domestic Two Rate | 0.31181 | 0.24616
Domestic Off Peak (related MPAN) | 0 | 0.16612
Small Non Domestic Unrestricted | 0.64319 | 0.39333
Small Non Domestic Two Rate | 0.77539 | 0.58577
Small Non Domestic Off Peak (related MPAN) | 0 | 0.16388
LV Medium Non-Domestic | 0.7212 | 0.51125
LV Sub Medium Non-Domestic | 0.6983 | 0.49629
HV Medium Non-Domestic | 0.77021 | 0.51474
LV Network Domestic | 0.90738 | 0.44608
LV Network Non-Domestic Non-CT | 0.64319 | 0.39333
LV HH Metered | 0.78026 | 0.53678
LV Sub HH Metered | 0.76363 | 0.56038
HV HH Metered | 0.83587 | 0.70724
NHH UMS category A | 1 | 1
NHH UMS category B | 1 | 0.47311
NHH UMS category C | 1 | 0.25782
NHH UMS category D | 0 | 0.55379
LV UMS (Pseudo HH Metered) | 0.95376 | 0.46212
1053. Volume forecasts for the charging year
Source: forecast.
Please include MPAN counts for tariffs with no fixed charge (e.g. off-peak tariffs), but exclude MPANs on tariffs with a fixed
charge that are not subject to a fixed charge due to a site grouping arrangement.
| Rate 1 units (MWh) | Rate 2 units (MWh) | Rate 3 units (MWh) | MPANs | Import capacity (kVA) | Exceeded capacity (kVA) | Reactive power units (MVArh)
> Domestic Unrestricted
Domestic Unrestricted | 6432881.8467 |  |  | 2027175.5164
LDNO LV: Domestic Unrestricted | 113806.0014 |  |  | 39023.0164
LDNO HV: Domestic Unrestricted | 92235.4854 |  |  | 30193.8525
> Domestic Two Rate
Domestic Two Rate | 468570.0779 | 465777.1278 |  | 178282
LDNO LV: Domestic Two Rate | 1262.5527 | 466.5836 |  | 440.4918
LDNO HV: Domestic Two Rate | 5123.492 | 2851.9603 |  | 1559.224
> Domestic Off Peak (related MPAN)
Domestic Off Peak (related MPAN) | 14279.5021 |  |  | 4270
LDNO LV: Domestic Off Peak (related MPAN) | 0 |  |  | 0
LDNO HV: Domestic Off Peak (related MPAN) | 0 |  |  | 0
> Small Non Domestic Unrestricted
Small Non Domestic Unrestricted | 1494625.6412 |  |  | 121609.0109
LDNO LV: Small Non Domestic Unrestricted | 5111.451 |  |  | 620.4863
LDNO HV: Small Non Domestic Unrestricted | 8421.9691 |  |  | 630.4863
> Small Non Domestic Two Rate
Small Non Domestic Two Rate | 531718.6143 | 195607.5639 |  | 34183.401
LDNO LV: Small Non Domestic Two Rate | 12.2766 | 8.7547 |  | 6
LDNO HV: Small Non Domestic Two Rate | 517.7142 | 271.8905 |  | 17
> Small Non Domestic Off Peak (related MPAN)
Small Non Domestic Off Peak (related MPAN) | 20242.6291 |  |  | 3655
LDNO LV: Small Non Domestic Off Peak (related MPAN) | 0 |  |  | 0
LDNO HV: Small Non Domestic Off Peak (related MPAN) | 0 |  |  | 0
> LV Medium Non-Domestic
LV Medium Non-Domestic | 0.90604 | 0.092105 |  | 0.001
LDNO LV: LV Medium Non-Domestic | 104.3319 | 20.734 |  | 2
LDNO HV: LV Medium Non-Domestic | 0 | 0 |  | 0
> LV Sub Medium Non-Domestic
LV Sub Medium Non-Domestic | 0.13596 | 0.28804 |  | 0.001
> HV Medium Non-Domestic
HV Medium Non-Domestic | 0.45302 | 1.1537 |  | 0.001
> LV Network Domestic
LV Network Domestic | 68.8643 | 206.5997 | 381.0705 | 339.8033
LDNO LV: LV Network Domestic | 0 | 0 | 0 | 0
LDNO HV: LV Network Domestic | 0 | 0 | 0 | 0
> LV Network Non-Domestic Non-CT
LV Network Non-Domestic Non-CT | 22435.9649 | 80597.1045 | 113029.9906 | 3574
LDNO LV: LV Network Non-Domestic Non-CT | 0 | 0 | 0 | 0
LDNO HV: LV Network Non-Domestic Non-CT | 0 | 0 | 0 | 0
> LV HH Metered
LV HH Metered | 259213.745 | 926903.165 | 1194700.3141 | 12971.0847 | 1247153.1998 | 12471.532 | 199567.5775
LDNO LV: LV HH Metered | 1902.7086 | 6571.208 | 8495.4364 | 109.9945 | 7680.3591 | 76.8036 | 712.8484
LDNO HV: LV HH Metered | 13289.5406 | 45417.6097 | 64105.5634 | 334.4863 | 57203.9097 | 572.0391 | 3078.8969
> LV Sub HH Metered
LV Sub HH Metered | 126109.0749 | 462200.7154 | 623163.7147 | 2163.4891 | 650266.427 | 6502.6643 | 97083.8447
LDNO HV: LV Sub HH Metered | 1351.2613 | 4492.9915 | 7950.5478 | 10 | 6248.571 | 62.4857 | 77.417
> HV HH Metered
HV HH Metered | 457655.8379 | 1565462.3165 | 2576162.9164 | 2232.9262 | 1816038.3076 | 18160.3831 | 366046.3577
LDNO HV: HV HH Metered | 2580.029 | 8492.9914 | 16606.3258 | 13 | 17946.568 | 179.4657 | 90.4662
> NHH UMS category A
NHH UMS category A | 17466.3969 |  |  | 203.5027
LDNO LV: NHH UMS category A | 0 |  |  | 0
LDNO HV: NHH UMS category A | 0 |  |  | 0
> NHH UMS category B
NHH UMS category B | 9156.6312 |  |  | 326
LDNO LV: NHH UMS category B | 217.5414 |  |  | 85
LDNO HV: NHH UMS category B | 60.7449 |  |  | 7
> NHH UMS category C
NHH UMS category C | 411.2469 |  |  | 8
LDNO LV: NHH UMS category C | 0 |  |  | 0
LDNO HV: NHH UMS category C | 0 |  |  | 0
> NHH UMS category D
NHH UMS category D | 0.051406 |  |  | 0.001
LDNO LV: NHH UMS category D | 0 |  |  | 0
LDNO HV: NHH UMS category D | 0 |  |  | 0
> LV UMS (Pseudo HH Metered)
LV UMS (Pseudo HH Metered) | 10560.7065 | 28387.5181 | 176907.0706 | 25
LDNO LV: LV UMS (Pseudo HH Metered) | 0 | 0 | 0 | 0
LDNO HV: LV UMS (Pseudo HH Metered) | 0 | 0 | 0 | 0
> LV Generation NHH or Aggregate HH
LV Generation NHH or Aggregate HH | 3259.8693 |  |  | 270.0656
LDNO LV: LV Generation NHH or Aggregate HH | 0 |  |  | 0
LDNO HV: LV Generation NHH or Aggregate HH | 0 |  |  | 0
> LV Sub Generation NHH
LV Sub Generation NHH | 0.95981 |  |  | 0.01
LDNO HV: LV Sub Generation NHH | 0 |  |  | 0
> LV Generation Intermittent
LV Generation Intermittent | 20683.7353 |  |  | 215.4973 |  |  | 1784.4707
LDNO LV: LV Generation Intermittent | 0 |  |  | 0 |  |  | 0
LDNO HV: LV Generation Intermittent | 0 |  |  | 0 |  |  | 0
> LV Generation Intermittent no RP charge
LV Generation Intermittent no RP charge | 0 |  |  | 0
> LV Generation Non-Intermittent
LV Generation Non-Intermittent | 502.1255 | 1708.4349 | 3787.8782 | 20 |  |  | 829.1005
LDNO LV: LV Generation Non-Intermittent | 0 | 0.193 | 1.3911 | 2 |  |  | 0.959
LDNO HV: LV Generation Non-Intermittent | 0 | 0 | 0 | 0 |  |  | 0
> LV Generation Non-Intermittent no RP charge
LV Generation Non-Intermittent no RP charge | 0 | 0 | 0 | 0
> LV Sub Generation Intermittent
LV Sub Generation Intermittent | 4182.5824 |  |  | 50.4973 |  |  | 228.4576
LDNO HV: LV Sub Generation Intermittent | 0 |  |  | 0 |  |  | 0
> LV Sub Generation Intermittent no RP charge
LV Sub Generation Intermittent no RP charge | 0 |  |  | 0
> LV Sub Generation Non-Intermittent
LV Sub Generation Non-Intermittent | 158.87 | 430.7037 | 1007.877 | 12 |  |  | 227.4731
LDNO HV: LV Sub Generation Non-Intermittent | 0 | 0 | 0 | 0 |  |  | 0
> LV Sub Generation Non-Intermittent no RP charge
LV Sub Generation Non-Intermittent no RP charge | 0 | 0 | 0 | 0
> HV Generation Intermittent
HV Generation Intermittent | 405655.9582 |  |  | 186.9945 |  |  | 9680.922
LDNO HV: HV Generation Intermittent | 0 |  |  | 0 |  |  | 0
> HV Generation Intermittent no RP charge
HV Generation Intermittent no RP charge | 0 |  |  | 0
> HV Generation Non-Intermittent
HV Generation Non-Intermittent | 53031.0326 | 138554.4174 | 277588.8049 | 139.4973 |  |  | 20239.2002
LDNO HV: HV Generation Non-Intermittent | 0 | 0 | 0 | 0 |  |  | 0
> HV Generation Non-Intermittent no RP charge
HV Generation Non-Intermittent no RP charge | 0 | 0 | 0 | 0
1055. Transmission exit charges (£/year)
Source: forecast.
Transmission exit
Transmission exit charges (£/year) | 21229764.7951
1059. Other expenditure
| Direct cost (£/year) | Indirect cost (£/year) | Indirect cost proportion | Network rates (£/year)
Other expenditure | 31791545.4594 | 109223705.9827 | 60% | 25012605.6414
1060. Customer contributions under current connection charging policy
Source: analysis of expenditure data and/or survey of capital expenditure schemes.
Customer contribution percentages by network level of supply and by asset network level.
These proportions should reflect the current connection charging method, not necessarily the method that was in place when the connection was built.
| Assets 132kV | Assets 132kV/EHV | Assets EHV | Assets EHV/HV | Assets 132kV/HV | Assets HV | Assets HV/LV | Assets LV circuits
LV network | [5 empty] | 30% | 30% | 97%
LV substation | [5 empty] | 30% | 97%
HV network |  |  |  | 57% |  | 91%
HV substation |  |  | 57% | 92%
1061. Average split of rate 1 units by distribution time band
| Red | Amber | Green
Domestic Unrestricted | 12.61% | 33.25% | 54.14%
Domestic Two Rate | 13.82% | 35.63% | 50.55%
Domestic Off Peak (related MPAN) | 0.5716% | 9.487% | 89.94%
Small Non Domestic Unrestricted | 10.95% | 44.29% | 44.76%
Small Non Domestic Two Rate | 12.49% | 45.98% | 41.52%
Small Non Domestic Off Peak (related MPAN) | 0.1757% | 5.271% | 94.55%
LV Medium Non-Domestic | 13.56% | 48.09% | 38.35%
LV Sub Medium Non-Domestic | 13.42% | 47.99% | 38.59%
HV Medium Non-Domestic | 13.31% | 48.7% | 37.98%
1062. Average split of rate 2 units by distribution time band
| Red | Amber | Green
Domestic Two Rate | 0% | 0% | 100%
Small Non Domestic Two Rate | 0% | 0% | 100%
LV Medium Non-Domestic | 0% | 0% | 100%
LV Sub Medium Non-Domestic | 0% | 0% | 100%
HV Medium Non-Domestic | 0% | 0% | 100%
1064. Average split of rate 1 units by special distribution time band
| Black | Yellow | Green
NHH UMS category A | 2.92% | 34.91% | 62.17%
NHH UMS category B | 4.943% | 8.382% | 86.68%
NHH UMS category C | 9.518% | 16.47% | 74.02%
NHH UMS category D | 1.654% | 56.82% | 41.53%
1066. Typical annual hours by special distribution time band
Source: definition of distribution time bands.
The figures in this table will be automatically adjusted to match the number of days in the charging period.
| Black | Yellow | Green
Annual hours | 258 | 3067 | 5459
1068. Typical annual hours by distribution time band
Source: definition of distribution time bands.
The figures in this table will be automatically adjusted to match the number of days in the charging period.
| Red | Amber | Green
Annual hours | 786 | 2539 | 5459
1069. Peaking probabilities by network level
Source: analysis of network operation data.
Red, amber and green peaking probabilities
| Red | Amber | Green | Black peaking probabilities
GSPs | 86.78% | 11.46% | 1.754% | 85.2%
132kV | 66.83% | 25% | 8.176% | 63.49%
132kV/EHV | 66.83% | 25% | 8.176% | 63.49%
EHV | 56.36% | 35.22% | 8.417% | 52.76%
EHV/HV | 56.36% | 35.22% | 8.417% | 52.76%
132kV/HV | 0% | 0% | 0% | 0%
HV | 56.36% | 35.22% | 8.417% | 52.76%
HV/LV | 56.36% | 35.22% | 8.417% | 52.76%
LV circuits | 56.36% | 35.22% | 8.417% | 52.76%
1092. Average kVAr by kVA, by network level
Source: analysis of operational data.
This is the average of MVAr/MVA or SQRT(1-PF^2) across relevant network elements.
| GSPs | 132kV | 132kV/EHV | EHV | EHV/HV | 132kV/HV | HV | HV/LV | LV circuits
Average kVAr by kVA, by network level | 0.1626 | 0.1626 | 0.11839 | 0.11839 | 0.12596 | 0 | 0.12596 | 0.12596 | 0.12596
1201. Current tariff information
| Current revenues if known (£) | Current Unit rate 1 p/kWh | Current Unit rate 2 p/kWh | Current Unit rate 3 p/kWh | Current Fixed charge p/MPAN/day | Current Capacity charge p/kVA/day | Current Exceeded capacity charge p/kVA/day | Current Reactive power charge p/kVArh
Domestic Unrestricted |  | 2.205 |  |  | 3.23
Domestic Two Rate |  | 2.536 | 0.686 |  | 3.23
Domestic Off Peak (related MPAN) |  | 0.727
Small Non Domestic Unrestricted |  | 2.053 |  |  | 3.23
Small Non Domestic Two Rate |  | 2.118 | 0.646 |  | 3.23
Small Non Domestic Off Peak (related MPAN) |  | 0.669
LV Medium Non-Domestic |  | 2.137 | 0.637 |  | 15.1
LV Sub Medium Non-Domestic |  | 1.82 | 0.609 |  | 56.48
HV Medium Non-Domestic |  | 1.282 | 0.558 |  | 176.45
LV Network Domestic |  | 9.803 | 1.855 | 0.668 | 3.23
LV Network Non-Domestic Non-CT |  | 8.908 | 1.724 | 0.651 | 3.23
LV HH Metered |  | 6.623 | 1.341 | 0.604 | 13.06 | 3.41 | 5.19 | 0.164
LV Sub HH Metered |  | 5.405 | 1.133 | 0.578 | 41.93 | 3.5 | 6.36 | 0.127
HV HH Metered |  | 3.953 | 0.894 | 0.548 | 92.2 | 2.94 | 5.96 | 0.086
NHH UMS category A |  | 3.235
NHH UMS category B |  | 3.434
NHH UMS category C |  | 4.53
NHH UMS category D |  | 3.163
LV UMS (Pseudo HH Metered) |  | 24.503 | 3.209 | 2.246

## LAFs
Loss adjustment factors and network use matrices for Electricity North West in 2019/20 (Version 1)
This sheet calculates matrices of loss adjustment factors and of network use factors.
These matrices map out the extent to which each type of user uses each level of the network, and are used throughout the workbook.
2001. Loss adjustment factors to transmission
Data sources:
x1 = Network level for each tariff (to get loss factors applicable to capacity) (in Loss adjustment factors to transmission)
x2 = 1032. Loss adjustment factors to transmission
Kind: | Fixed data | [6 empty] | Sum-product calculation
Formula: | [7 empty] | =SUMPRODUCT(x1, x2)
Network level for each tariff (to get loss factors applicable to capacity)
| 132kV | 132kV/EHV | EHV | EHV/HV | HV | HV/LV | LV circuits | Loss adjustment factor
Domestic Unrestricted | 0 | 0 | 0 | 0 | 0 | 0 | 1 | 1.1076
Domestic Two Rate | 0 | 0 | 0 | 0 | 0 | 0 | 1 | 1.1076
Domestic Off Peak (related MPAN) | 0 | 0 | 0 | 0 | 0 | 0 | 1 | 1.1076
Small Non Domestic Unrestricted | 0 | 0 | 0 | 0 | 0 | 0 | 1 | 1.1076
Small Non Domestic Two Rate | 0 | 0 | 0 | 0 | 0 | 0 | 1 | 1.1076
Small Non Domestic Off Peak (related MPAN) | 0 | 0 | 0 | 0 | 0 | 0 | 1 | 1.1076
LV Medium Non-Domestic | 0 | 0 | 0 | 0 | 0 | 0 | 1 | 1.1076
LV Sub Medium Non-Domestic | 0 | 0 | 0 | 0 | 0 | 1 | 0 | 1.0532
HV Medium Non-Domestic | 0 | 0 | 0 | 0 | 1 | 0 | 0 | 1.0393
LV Network Domestic | 0 | 0 | 0 | 0 | 0 | 0 | 1 | 1.1076
LV Network Non-Domestic Non-CT | 0 | 0 | 0 | 0 | 0 | 0 | 1 | 1.1076
LV HH Metered | 0 | 0 | 0 | 0 | 0 | 0 | 1 | 1.1076
LV Sub HH Metered | 0 | 0 | 0 | 0 | 0 | 1 | 0 | 1.0532
HV HH Metered | 0 | 0 | 0 | 0 | 1 | 0 | 0 | 1.0393
NHH UMS category A | 0 | 0 | 0 | 0 | 0 | 0 | 1 | 1.1076
NHH UMS category B | 0 | 0 | 0 | 0 | 0 | 0 | 1 | 1.1076
NHH UMS category C | 0 | 0 | 0 | 0 | 0 | 0 | 1 | 1.1076
NHH UMS category D | 0 | 0 | 0 | 0 | 0 | 0 | 1 | 1.1076
LV UMS (Pseudo HH Metered) | 0 | 0 | 0 | 0 | 0 | 0 | 1 | 1.1076
LV Generation NHH or Aggregate HH | 0 | 0 | 0 | 0 | 0 | 0 | 1 | 1.1076
LV Sub Generation NHH | 0 | 0 | 0 | 0 | 0 | 1 | 0 | 1.0532
LV Generation Intermittent | 0 | 0 | 0 | 0 | 0 | 0 | 1 | 1.1076
LV Generation Intermittent no RP charge | 0 | 0 | 0 | 0 | 0 | 0 | 1 | 1.1076
LV Generation Non-Intermittent | 0 | 0 | 0 | 0 | 0 | 0 | 1 | 1.1076
LV Generation Non-Intermittent no RP charge | 0 | 0 | 0 | 0 | 0 | 0 | 1 | 1.1076
LV Sub Generation Intermittent | 0 | 0 | 0 | 0 | 0 | 1 | 0 | 1.0532
LV Sub Generation Intermittent no RP charge | 0 | 0 | 0 | 0 | 0 | 1 | 0 | 1.0532
LV Sub Generation Non-Intermittent | 0 | 0 | 0 | 0 | 0 | 1 | 0 | 1.0532
LV Sub Generation Non-Intermittent no RP charge | 0 | 0 | 0 | 0 | 0 | 1 | 0 | 1.0532
HV Generation Intermittent | 0 | 0 | 0 | 0 | 1 | 0 | 0 | 1.0393
HV Generation Intermittent no RP charge | 0 | 0 | 0 | 0 | 1 | 0 | 0 | 1.0393
HV Generation Non-Intermittent | 0 | 0 | 0 | 0 | 1 | 0 | 0 | 1.0393
HV Generation Non-Intermittent no RP charge | 0 | 0 | 0 | 0 | 1 | 0 | 0 | 1.0393
2002. Mapping of DRM network levels to core network levels
| 132kV | 132kV/EHV | EHV | EHV/HV | HV | HV/LV | LV circuits
132kV | 1 | 0 | 0 | 0 | 0 | 0 | 0
132kV/EHV | 0 | 1 | 0 | 0 | 0 | 0 | 0
EHV | 0 | 0 | 1 | 0 | 0 | 0 | 0
EHV/HV | 0 | 0 | 0 | 1 | 0 | 0 | 0
132kV/HV | 0 | 0 | 0 | 1 | 0 | 0 | 0
HV | 0 | 0 | 0 | 0 | 1 | 0 | 0
HV/LV | 0 | 0 | 0 | 0 | 0 | 1 | 0
LV circuits | 0 | 0 | 0 | 0 | 0 | 0 | 1
2003. Loss adjustment factor to transmission for each DRM network level
Data sources:
x1 = 2002. Mapping of DRM network levels to core network levels
x2 = 1032. Loss adjustment factors to transmission
Sum-product calculation =SUMPRODUCT(x1, x2)
Loss adjustment factor to transmission for each DRM network level
132kV | 1.01
132kV/EHV | 1.015
EHV | 1.0214
EHV/HV | 1.027
132kV/HV | 1.027
HV | 1.0393
HV/LV | 1.0532
LV circuits | 1.1076
2004. Loss adjustment factor to transmission for each network level
Data sources:
x1 = 2003. Loss adjustment factor to transmission for each DRM network level
x2 = 1 for GSP level
Combine tables = x1 or x2
| GSPs | 132kV | 132kV/EHV | EHV | EHV/HV | 132kV/HV | HV | HV/LV | LV circuits
Loss adjustment factor to transmission for each network level | 1 | 1.01 | 1.015 | 1.0214 | 1.027 | 1.027 | 1.0393 | 1.0532 | 1.1076
2005. Network use factors
These network use factors indicate to what extent each network level is used by each tariff. This table reflects the policy that
generators receive credits only in respect of network levels above the voltage of connection. Generators do not receive credits at the
voltage of connection. The factors in this table are before any adjustment for a 132kV/HV network level or for generation-dominated areas.
| GSPs | 132kV | 132kV/EHV | EHV | EHV/HV | HV | HV/LV | LV circuits
Domestic Unrestricted | 1 | 1 | 1 | 1 | 1 | 1 | 1 | 1
Domestic Two Rate | 1 | 1 | 1 | 1 | 1 | 1 | 1 | 1
Domestic Off Peak (related MPAN) | 1 | 1 | 1 | 1 | 1 | 1 | 1 | 1
Small Non Domestic Unrestricted | 1 | 1 | 1 | 1 | 1 | 1 | 1 | 1
Small Non Domestic Two Rate | 1 | 1 | 1 | 1 | 1 | 1 | 1 | 1
Small Non Domestic Off Peak (related MPAN) | 1 | 1 | 1 | 1 | 1 | 1 | 1 | 1
LV Medium Non-Domestic | 1 | 1 | 1 | 1 | 1 | 1 | 1 | 1
LV Sub Medium Non-Domestic | 1 | 1 | 1 | 1 | 1 | 1 | 1 | 0
HV Medium Non-Domestic | 1 | 1 | 1 | 1 | 1 | 1 | 0 | 0
LV Network Domestic | 1 | 1 | 1 | 1 | 1 | 1 | 1 | 1
LV Network Non-Domestic Non-CT | 1 | 1 | 1 | 1 | 1 | 1 | 1 | 1
LV HH Metered | 1 | 1 | 1 | 1 | 1 | 1 | 1 | 1
LV Sub HH Metered | 1 | 1 | 1 | 1 | 1 | 1 | 1 | 0
HV HH Metered | 1 | 1 | 1 | 1 | 1 | 1 | 0 | 0
NHH UMS category A | 1 | 1 | 1 | 1 | 1 | 1 | 1 | 1
NHH UMS category B | 1 | 1 | 1 | 1 | 1 | 1 | 1 | 1
NHH UMS category C | 1 | 1 | 1 | 1 | 1 | 1 | 1 | 1
NHH UMS category D | 1 | 1 | 1 | 1 | 1 | 1 | 1 | 1
LV UMS (Pseudo HH Metered) | 1 | 1 | 1 | 1 | 1 | 1 | 1 | 1
LV Generation NHH or Aggregate HH | 1 | 1 | 1 | 1 | 1 | 1 | 1 | 0
LV Sub Generation NHH | 1 | 1 | 1 | 1 | 1 | 1 | 0 | 0
LV Generation Intermittent | 1 | 1 | 1 | 1 | 1 | 1 | 1 | 0
LV Generation Intermittent no RP charge | 1 | 1 | 1 | 1 | 1 | 1 | 1 | 0
LV Generation Non-Intermittent | 1 | 1 | 1 | 1 | 1 | 1 | 1 | 0
LV Generation Non-Intermittent no RP charge | 1 | 1 | 1 | 1 | 1 | 1 | 1 | 0
LV Sub Generation Intermittent | 1 | 1 | 1 | 1 | 1 | 1 | 0 | 0
LV Sub Generation Intermittent no RP charge | 1 | 1 | 1 | 1 | 1 | 1 | 0 | 0
LV Sub Generation Non-Intermittent | 1 | 1 | 1 | 1 | 1 | 1 | 0 | 0
LV Sub Generation Non-Intermittent no RP charge | 1 | 1 | 1 | 1 | 1 | 1 | 0 | 0
HV Generation Intermittent | 1 | 1 | 1 | 1 | 1 | 0 | 0 | 0
HV Generation Intermittent no RP charge | 1 | 1 | 1 | 1 | 1 | 0 | 0 | 0
HV Generation Non-Intermittent | 1 | 1 | 1 | 1 | 1 | 0 | 0 | 0
HV Generation Non-Intermittent no RP charge | 1 | 1 | 1 | 1 | 1 | 0 | 0 | 0
2006. Proportion going through 132kV/EHV
Data sources:
x1 = 1018. Proportion of relevant load going through 132kV/HV direct transformation
Calculation =1-x1
132kV/EHV
132kV/EHV | 100%
2007. Proportion going through EHV
Data sources:
x1 = 1018. Proportion of relevant load going through 132kV/HV direct transformation
Calculation =1-x1
EHV
EHV | 100%
2008. Proportion going through EHV/HV
Data sources:
x1 = 1018. Proportion of relevant load going through 132kV/HV direct transformation
Calculation =1-x1
EHV/HV
EHV/HV | 100%
2009. Rerouteing matrix for all network levels
Data sources:
x1 = 1018. Proportion of relevant load going through 132kV/HV direct transformation
x2 = 2006. Proportion going through 132kV/EHV
x3 = 2007. Proportion going through EHV
x4 = 2008. Proportion going through EHV/HV
x5 = Rerouteing matrix: default elements
x6 = Map GSP to GSP
Combine tables = x1 or x2 or x3 or x4 or x5 or x6
| GSPs | 132kV | 132kV/EHV | EHV | EHV/HV | HV | HV/LV | LV circuits
GSPs | 1
132kV |  | 100% | 0% | 0% | 0% | 0% | 0% | 0%
132kV/EHV |  | 0% | 100% | 0% | 0% | 0% | 0% | 0%
EHV |  | 0% | 0% | 100% | 0% | 0% | 0% | 0%
EHV/HV |  | 0% | 0% | 0% | 100% | 0% | 0% | 0%
132kV/HV |  | 0% | 0% | 0% | 0% | 0% | 0% | 0%
HV |  | 0% | 0% | 0% | 0% | 100% | 0% | 0%
HV/LV |  | 0% | 0% | 0% | 0% | 0% | 100% | 0%
LV circuits |  | 0% | 0% | 0% | 0% | 0% | 0% | 100%
2010. Network use factors: interim step in calculations before adjustments
Data sources:
x1 = 2005. Network use factors
x2 = 2009. Rerouteing matrix for all network levels
Sum-product calculation =SUMPRODUCT(x1, x2)
| GSPs | 132kV | 132kV/EHV | EHV | EHV/HV | 132kV/HV | HV | HV/LV | LV circuits
Domestic Unrestricted | 1 | 1 | 1 | 1 | 1 | 0 | 1 | 1 | 1
Domestic Two Rate | 1 | 1 | 1 | 1 | 1 | 0 | 1 | 1 | 1
Domestic Off Peak (related MPAN) | 1 | 1 | 1 | 1 | 1 | 0 | 1 | 1 | 1
Small Non Domestic Unrestricted | 1 | 1 | 1 | 1 | 1 | 0 | 1 | 1 | 1
Small Non Domestic Two Rate | 1 | 1 | 1 | 1 | 1 | 0 | 1 | 1 | 1
Small Non Domestic Off Peak (related MPAN) | 1 | 1 | 1 | 1 | 1 | 0 | 1 | 1 | 1
LV Medium Non-Domestic | 1 | 1 | 1 | 1 | 1 | 0 | 1 | 1 | 1
LV Sub Medium Non-Domestic | 1 | 1 | 1 | 1 | 1 | 0 | 1 | 1 | 0
HV Medium Non-Domestic | 1 | 1 | 1 | 1 | 1 | 0 | 1 | 0 | 0
LV Network Domestic | 1 | 1 | 1 | 1 | 1 | 0 | 1 | 1 | 1
LV Network Non-Domestic Non-CT | 1 | 1 | 1 | 1 | 1 | 0 | 1 | 1 | 1
LV HH Metered | 1 | 1 | 1 | 1 | 1 | 0 | 1 | 1 | 1
LV Sub HH Metered | 1 | 1 | 1 | 1 | 1 | 0 | 1 | 1 | 0
HV HH Metered | 1 | 1 | 1 | 1 | 1 | 0 | 1 | 0 | 0
NHH UMS category A | 1 | 1 | 1 | 1 | 1 | 0 | 1 | 1 | 1
NHH UMS category B | 1 | 1 | 1 | 1 | 1 | 0 | 1 | 1 | 1
NHH UMS category C | 1 | 1 | 1 | 1 | 1 | 0 | 1 | 1 | 1
NHH UMS category D | 1 | 1 | 1 | 1 | 1 | 0 | 1 | 1 | 1
LV UMS (Pseudo HH Metered) | 1 | 1 | 1 | 1 | 1 | 0 | 1 | 1 | 1
LV Generation NHH or Aggregate HH | 1 | 1 | 1 | 1 | 1 | 0 | 1 | 1 | 0
LV Sub Generation NHH | 1 | 1 | 1 | 1 | 1 | 0 | 1 | 0 | 0
LV Generation Intermittent | 1 | 1 | 1 | 1 | 1 | 0 | 1 | 1 | 0
LV Generation Intermittent no RP charge | 1 | 1 | 1 | 1 | 1 | 0 | 1 | 1 | 0
LV Generation Non-Intermittent | 1 | 1 | 1 | 1 | 1 | 0 | 1 | 1 | 0
LV Generation Non-Intermittent no RP charge | 1 | 1 | 1 | 1 | 1 | 0 | 1 | 1 | 0
LV Sub Generation Intermittent | 1 | 1 | 1 | 1 | 1 | 0 | 1 | 0 | 0
LV Sub Generation Intermittent no RP charge | 1 | 1 | 1 | 1 | 1 | 0 | 1 | 0 | 0
LV Sub Generation Non-Intermittent | 1 | 1 | 1 | 1 | 1 | 0 | 1 | 0 | 0
LV Sub Generation Non-Intermittent no RP charge | 1 | 1 | 1 | 1 | 1 | 0 | 1 | 0 | 0
HV Generation Intermittent | 1 | 1 | 1 | 1 | 1 | 0 | 0 | 0 | 0
HV Generation Intermittent no RP charge | 1 | 1 | 1 | 1 | 1 | 0 | 0 | 0 | 0
HV Generation Non-Intermittent | 1 | 1 | 1 | 1 | 1 | 0 | 0 | 0 | 0
HV Generation Non-Intermittent no RP charge | 1 | 1 | 1 | 1 | 1 | 0 | 0 | 0 | 0
2011. Network use factors for all tariffs
Data sources:
x1 = Network use factors including 132kV/HV for generation dominated tariffs
x2 = Network use factors including 132kV/HV for HV Sub tariffs
x3 = 2010. Network use factors: interim step in calculations before adjustments
Combine tables = x1 or x2 or x3
| GSPs | 132kV | 132kV/EHV | EHV | EHV/HV | 132kV/HV | HV | HV/LV | LV circuits
Domestic Unrestricted | 1 | 1 | 1 | 1 | 1 | 0 | 1 | 1 | 1
Domestic Two Rate | 1 | 1 | 1 | 1 | 1 | 0 | 1 | 1 | 1
Domestic Off Peak (related MPAN) | 1 | 1 | 1 | 1 | 1 | 0 | 1 | 1 | 1
Small Non Domestic Unrestricted | 1 | 1 | 1 | 1 | 1 | 0 | 1 | 1 | 1
Small Non Domestic Two Rate | 1 | 1 | 1 | 1 | 1 | 0 | 1 | 1 | 1
Small Non Domestic Off Peak (related MPAN) | 1 | 1 | 1 | 1 | 1 | 0 | 1 | 1 | 1
LV Medium Non-Domestic | 1 | 1 | 1 | 1 | 1 | 0 | 1 | 1 | 1
LV Sub Medium Non-Domestic | 1 | 1 | 1 | 1 | 1 | 0 | 1 | 1 | 0
HV Medium Non-Domestic | 1 | 1 | 1 | 1 | 1 | 0 | 1 | 0 | 0
LV Network Domestic | 1 | 1 | 1 | 1 | 1 | 0 | 1 | 1 | 1
LV Network Non-Domestic Non-CT | 1 | 1 | 1 | 1 | 1 | 0 | 1 | 1 | 1
LV HH Metered | 1 | 1 | 1 | 1 | 1 | 0 | 1 | 1 | 1
LV Sub HH Metered | 1 | 1 | 1 | 1 | 1 | 0 | 1 | 1 | 0
HV HH Metered | 1 | 1 | 1 | 1 | 1 | 0 | 1 | 0 | 0
NHH UMS category A | 1 | 1 | 1 | 1 | 1 | 0 | 1 | 1 | 1
NHH UMS category B | 1 | 1 | 1 | 1 | 1 | 0 | 1 | 1 | 1
NHH UMS category C | 1 | 1 | 1 | 1 | 1 | 0 | 1 | 1 | 1
NHH UMS category D | 1 | 1 | 1 | 1 | 1 | 0 | 1 | 1 | 1
LV UMS (Pseudo HH Metered) | 1 | 1 | 1 | 1 | 1 | 0 | 1 | 1 | 1
LV Generation NHH or Aggregate HH | 1 | 1 | 1 | 1 | 1 | 0 | 1 | 1 | 0
LV Sub Generation NHH | 1 | 1 | 1 | 1 | 1 | 0 | 1 | 0 | 0
LV Generation Intermittent | 1 | 1 | 1 | 1 | 1 | 0 | 1 | 1 | 0
LV Generation Intermittent no RP charge | 1 | 1 | 1 | 1 | 1 | 0 | 1 | 1 | 0
LV Generation Non-Intermittent | 1 | 1 | 1 | 1 | 1 | 0 | 1 | 1 | 0
LV Generation Non-Intermittent no RP charge | 1 | 1 | 1 | 1 | 1 | 0 | 1 | 1 | 0
LV Sub Generation Intermittent | 1 | 1 | 1 | 1 | 1 | 0 | 1 | 0 | 0
LV Sub Generation Intermittent no RP charge | 1 | 1 | 1 | 1 | 1 | 0 | 1 | 0 | 0
LV Sub Generation Non-Intermittent | 1 | 1 | 1 | 1 | 1 | 0 | 1 | 0 | 0
LV Sub Generation Non-Intermittent no RP charge | 1 | 1 | 1 | 1 | 1 | 0 | 1 | 0 | 0
HV Generation Intermittent | 1 | 1 | 1 | 1 | 1 | 0 | 0 | 0 | 0
HV Generation Intermittent no RP charge | 1 | 1 | 1 | 1 | 1 | 0 | 0 | 0 | 0
HV Generation Non-Intermittent | 1 | 1 | 1 | 1 | 1 | 0 | 0 | 0 | 0
HV Generation Non-Intermittent no RP charge | 1 | 1 | 1 | 1 | 1 | 0 | 0 | 0 | 0
2012. Loss adjustment factors between end user meter reading and each network level, scaled by network use
Data sources:
x1 = 2004. Loss adjustment factor to transmission for each network level
x2 = 2011. Network use factors for all tariffs
x3 = 2001. Loss adjustment factor to transmission (in Loss adjustment factors to transmission)
Calculation =IF(x1="",x2,x2*x3/x1)
| GSPs | 132kV | 132kV/EHV | EHV | EHV/HV | 132kV/HV | HV | HV/LV | LV circuits
Domestic Unrestricted | 1.1076 | 1.0965 | 1.0912 | 1.0843 | 1.0785 | 0 | 1.0656 | 1.0516 | 1
Domestic Two Rate | 1.1076 | 1.0965 | 1.0912 | 1.0843 | 1.0785 | 0 | 1.0656 | 1.0516 | 1
Domestic Off Peak (related MPAN) | 1.1076 | 1.0965 | 1.0912 | 1.0843 | 1.0785 | 0 | 1.0656 | 1.0516 | 1
Small Non Domestic Unrestricted | 1.1076 | 1.0965 | 1.0912 | 1.0843 | 1.0785 | 0 | 1.0656 | 1.0516 | 1
Small Non Domestic Two Rate | 1.1076 | 1.0965 | 1.0912 | 1.0843 | 1.0785 | 0 | 1.0656 | 1.0516 | 1
Small Non Domestic Off Peak (related MPAN) | 1.1076 | 1.0965 | 1.0912 | 1.0843 | 1.0785 | 0 | 1.0656 | 1.0516 | 1
LV Medium Non-Domestic | 1.1076 | 1.0965 | 1.0912 | 1.0843 | 1.0785 | 0 | 1.0656 | 1.0516 | 1
LV Sub Medium Non-Domestic | 1.0532 | 1.0427 | 1.0376 | 1.0311 | 1.0255 | 0 | 1.0133 | 1 | 0
HV Medium Non-Domestic | 1.0393 | 1.029 | 1.024 | 1.0175 | 1.012 | 0 | 1 | 0 | 0
LV Network Domestic | 1.1076 | 1.0965 | 1.0912 | 1.0843 | 1.0785 | 0 | 1.0656 | 1.0516 | 1
LV Network Non-Domestic Non-CT | 1.1076 | 1.0965 | 1.0912 | 1.0843 | 1.0785 | 0 | 1.0656 | 1.0516 | 1
LV HH Metered | 1.1076 | 1.0965 | 1.0912 | 1.0843 | 1.0785 | 0 | 1.0656 | 1.0516 | 1
LV Sub HH Metered | 1.0532 | 1.0427 | 1.0376 | 1.0311 | 1.0255 | 0 | 1.0133 | 1 | 0
HV HH Metered | 1.0393 | 1.029 | 1.024 | 1.0175 | 1.012 | 0 | 1 | 0 | 0
NHH UMS category A | 1.1076 | 1.0965 | 1.0912 | 1.0843 | 1.0785 | 0 | 1.0656 | 1.0516 | 1
NHH UMS category B | 1.1076 | 1.0965 | 1.0912 | 1.0843 | 1.0785 | 0 | 1.0656 | 1.0516 | 1
NHH UMS category C | 1.1076 | 1.0965 | 1.0912 | 1.0843 | 1.0785 | 0 | 1.0656 | 1.0516 | 1
NHH UMS category D | 1.1076 | 1.0965 | 1.0912 | 1.0843 | 1.0785 | 0 | 1.0656 | 1.0516 | 1
LV UMS (Pseudo HH Metered) | 1.1076 | 1.0965 | 1.0912 | 1.0843 | 1.0785 | 0 | 1.0656 | 1.0516 | 1
LV Generation NHH or Aggregate HH | 1.1076 | 1.0965 | 1.0912 | 1.0843 | 1.0785 | 0 | 1.0656 | 1.0516 | 0
LV Sub Generation NHH | 1.0532 | 1.0427 | 1.0376 | 1.0311 | 1.0255 | 0 | 1.0133 | 0 | 0
LV Generation Intermittent | 1.1076 | 1.0965 | 1.0912 | 1.0843 | 1.0785 | 0 | 1.0656 | 1.0516 | 0
LV Generation Intermittent no RP charge | 1.1076 | 1.0965 | 1.0912 | 1.0843 | 1.0785 | 0 | 1.0656 | 1.0516 | 0
LV Generation Non-Intermittent | 1.1076 | 1.0965 | 1.0912 | 1.0843 | 1.0785 | 0 | 1.0656 | 1.0516 | 0
LV Generation Non-Intermittent no RP charge | 1.1076 | 1.0965 | 1.0912 | 1.0843 | 1.0785 | 0 | 1.0656 | 1.0516 | 0
LV Sub Generation Intermittent | 1.0532 | 1.0427 | 1.0376 | 1.0311 | 1.0255 | 0 | 1.0133 | 0 | 0
LV Sub Generation Intermittent no RP charge | 1.0532 | 1.0427 | 1.0376 | 1.0311 | 1.0255 | 0 | 1.0133 | 0 | 0
LV Sub Generation Non-Intermittent | 1.0532 | 1.0427 | 1.0376 | 1.0311 | 1.0255 | 0 | 1.0133 | 0 | 0
LV Sub Generation Non-Intermittent no RP charge | 1.0532 | 1.0427 | 1.0376 | 1.0311 | 1.0255 | 0 | 1.0133 | 0 | 0
HV Generation Intermittent | 1.0393 | 1.029 | 1.024 | 1.0175 | 1.012 | 0 | 0 | 0 | 0
HV Generation Intermittent no RP charge | 1.0393 | 1.029 | 1.024 | 1.0175 | 1.012 | 0 | 0 | 0 | 0
HV Generation Non-Intermittent | 1.0393 | 1.029 | 1.024 | 1.0175 | 1.012 | 0 | 0 | 0 | 0
HV Generation Non-Intermittent no RP charge | 1.0393 | 1.029 | 1.024 | 1.0175 | 1.012 | 0 | 0 | 0 | 0

## DRM
Network model for Electricity North West in 2019/20 (Version 1)
This sheet collects data from a network model and calculates aggregated annuitised unit costs from these data.
2101. Annuity rate
Data sources:
x1 = 1010. Rate of return (in Financial and general assumptions)
x2 = 1010. Annualisation period (years) (in Financial and general assumptions)
x3 = 1010. Days in the charging year (in Financial and general assumptions)
Calculation =PMT(x1,x2,-1)*IF(OR(x3>366,x3<365),x3/365.25,1)
Annuity rate
Annuity rate | 5.067%
2102. Loss adjustment factor to transmission for each core level
Data sources:
x1 = 1032. Loss adjustment factors to transmission
x2 = 1 for GSP level
Combine tables = x1 or x2
| GSPs | 132kV | 132kV/EHV | EHV | EHV/HV | HV | HV/LV | LV circuits
Loss adjustment factor to transmission for each core level | 1 | 1.01 | 1.015 | 1.0214 | 1.027 | 1.0393 | 1.0532 | 1.1076
2103. Loss adjustment factors
Data sources:
x1 = 2102. Loss adjustment factor to transmission for each core level
x2 = Loss adjustment factor to transmission for network level exit (in Loss adjustment factors)
Kind: | Copy cells | Special copy
Formula: | =x1 | = x2
| Loss adjustment factor to transmission for network level exit | Loss adjustment factor to transmission for network level entry
GSPs | 1
132kV | 1.01 | 1
132kV/EHV | 1.015 | 1.01
EHV | 1.0214 | 1.015
EHV/HV | 1.027 | 1.0214
HV | 1.0393 | 1.027
HV/LV | 1.0532 | 1.0393
LV circuits | 1.1076 | 1.0532
2104. Diversity calculations
Data sources:
x1 = 1017. Diversity allowance between top and bottom of network level
x2 = Coincidence to system peak at level exit (in Diversity calculations)
Kind: | Special calculation | Special calculation | Special calculation
Formula: | =previous/(1+x1) | =previous/(1+x1) | =1/x2-1
| Coincidence to GSP peak at level exit | Coincidence to system peak at level exit | Diversity allowance between level exit and GSP Group
GSPs |  | 94.03% | 6.349%
132kV | 93.6% | 88.02% | 13.62%
132kV/EHV | 93.6% | 88.02% | 13.62%
EHV | 85.77% | 80.64% | 24%
EHV/HV | 85.77% | 80.64% | 24%
HV | 69.22% | 65.09% | 53.64%
HV/LV | 69.22% | 65.09% | 53.64%
LV circuits | 69.22% | 65.09%
2105. Network model total maximum demand at substation (MW)
Data sources:
x1 = 1019. Network model GSP peak demand (MW)
x2 = 2104. Coincidence to GSP peak at level exit (in Diversity calculations)
Calculation =x1/x2
Network model total maximum demand at substation (MW)
132kV | 534.164
132kV/EHV | 534.164
EHV | 582.9867
EHV/HV | 582.9867
HV | 722.3213
HV/LV | 722.3213
LV circuits | 722.3213
2106. Network model contribution to system maximum load measured at network level exit (MW)
Data sources:
x1 = 2105. Network model total maximum demand at substation (MW)
x2 = 2104. Coincidence to system peak at level exit (in Diversity calculations)
x3 = 2103. Loss adjustment factor to transmission for network level exit (in Loss adjustment factors)
Calculation =x1*x2/x3
Network model contribution to system maximum load measured at network level exit (MW)
132kV | 465.4707
132kV/EHV | 463.1873
EHV | 460.2874
EHV/HV | 457.8035
HV | 452.3533
HV/LV | 446.4025
LV circuits | 424.4906
2107. Rerouteing matrix for DRM network levels
Data sources:
x1 = 1018. Proportion of relevant load going through 132kV/HV direct transformation
x2 = 2006. Proportion going through 132kV/EHV
x3 = 2007. Proportion going through EHV
x4 = 2008. Proportion going through EHV/HV
x5 = Rerouteing matrix: default elements
Combine tables = x1 or x2 or x3 or x4 or x5
| 132kV | 132kV/EHV | EHV | EHV/HV | 132kV/HV | HV | HV/LV | LV circuits
132kV | 100% | 0% | 0% | 0% | 0% | 0% | 0% | 0%
132kV/EHV | 0% | 100% | 0% | 0% | 0% | 0% | 0% | 0%
EHV | 0% | 0% | 100% | 0% | 0% | 0% | 0% | 0%
EHV/HV | 0% | 0% | 0% | 100% | 0% | 0% | 0% | 0%
HV | 0% | 0% | 0% | 0% | 0% | 100% | 0% | 0%
HV/LV | 0% | 0% | 0% | 0% | 0% | 0% | 100% | 0%
LV circuits | 0% | 0% | 0% | 0% | 0% | 0% | 0% | 100%
2108. GSP simultaneous maximum load assumed through each network level (MW)
Data sources:
x1 = 2106. Network model contribution to system maximum load measured at network level exit (MW)
x2 = 2107. Rerouteing matrix for DRM network levels
Sum-product calculation =SUMPRODUCT(x1, x2)
GSP simultaneous maximum load assumed through each network level (MW)
132kV | 465.4707
132kV/EHV | 463.1873
EHV | 460.2874
EHV/HV | 457.8035
132kV/HV | 0
HV | 452.3533
HV/LV | 446.4025
LV circuits | 424.4906
2109. Network model annuity by simultaneous maximum load for each network level (£/kW/year)
Data sources:
x1 = 2108. GSP simultaneous maximum load assumed through each network level (MW)
x2 = 1020. Gross asset cost by network level (£)
x3 = 2101. Annuity rate
Calculation =IF(x1,0.001*x2*x3/x1,0)
Model £/kW SML
Assets 132kV | 10.9195
Assets 132kV/EHV | 4.3405
Assets EHV | 11.0292
Assets EHV/HV | 6.995
Assets 132kV/HV | 0
Assets HV | 12.8523
Assets HV/LV | 11.8244
Assets LV circuits | 6.8934

## SM
Service models for Electricity North West in 2019/20 (Version 1)
This sheet collects and processes data from the service models.
2201. Asset £/customer from LV service models
Data sources:
x1 = 1025. Matrix of applicability of LV service models to tariffs with fixed charges
x2 = 1022. LV service model asset cost (£)
Sum-product calculation =SUMPRODUCT(x1, x2)
Assets LV customer
Domestic Unrestricted | 548.0916
Domestic Two Rate | 548.0916
Small Non Domestic Unrestricted | 548.0916
Small Non Domestic Two Rate | 548.0916
LV Medium Non-Domestic | 2091.5831
LV Sub Medium Non-Domestic | 8271.6388
LV Network Domestic | 548.0916
LV Network Non-Domestic Non-CT | 548.0916
LV HH Metered | 2576.7389
LV Sub HH Metered | 8271.6388
LV Generation NHH or Aggregate HH | 0
LV Sub Generation NHH | 0
LV Generation Intermittent | 0
LV Generation Intermittent no RP charge | 0
LV Generation Non-Intermittent | 0
LV Generation Non-Intermittent no RP charge | 0
LV Sub Generation Intermittent | 0
LV Sub Generation Intermittent no RP charge | 0
LV Sub Generation Non-Intermittent | 0
LV Sub Generation Non-Intermittent no RP charge | 0
2202. LV unmetered service model assets £/(MWh/year)
Data sources:
x1 = 1026. Matrix of applicability of LV service models to unmetered tariffs
x2 = 1022. LV service model asset cost (£)
Sum-product calculation =SUMPRODUCT(x1, x2)
Assets LV customer
LV unmetered service model assets £/(MWh/year) | 865.4198
2203. LV unmetered service model asset charge (p/kWh)
Data sources:
x1 = 1010. Annuity proportion for customer-contributed assets (in Financial and general assumptions)
x2 = 2202. LV unmetered service model assets £/(MWh/year)
x3 = 2101. Annuity rate
Calculation =0.1*x1*x2*x3
Assets LV customer
LV unmetered service model asset charge (p/kWh) | 0
2204. Asset £/customer from HV service models
Data sources:
x1 = 1028. Matrix of applicability of HV service models to tariffs with fixed charges
x2 = 1023. HV service model asset cost (£)
Sum-product calculation =SUMPRODUCT(x1, x2)
Assets HV customer
HV Medium Non-Domestic | 18188.2308
HV HH Metered | 18188.2308
HV Generation Intermittent | 1224.7359
HV Generation Intermittent no RP charge | 1224.7359
HV Generation Non-Intermittent | 1224.7359
HV Generation Non-Intermittent no RP charge | 1224.7359
2205. Service model assets by tariff (£)
Data sources:
x1 = 2201. Asset £/customer from LV service models
x2 = 2204. Asset £/customer from HV service models
Combine tables = x1 or x2
| Assets LV customer | Assets HV customer
Domestic Unrestricted | 548.0916
Domestic Two Rate | 548.0916
Domestic Off Peak (related MPAN)
Small Non Domestic Unrestricted | 548.0916
Small Non Domestic Two Rate | 548.0916
Small Non Domestic Off Peak (related MPAN)
LV Medium Non-Domestic | 2091.5831
LV Sub Medium Non-Domestic | 8271.6388
HV Medium Non-Domestic |  | 18188.2308
LV Network Domestic | 548.0916
LV Network Non-Domestic Non-CT | 548.0916
LV HH Metered | 2576.7389
LV Sub HH Metered | 8271.6388
HV HH Metered |  | 18188.2308
NHH UMS category A
NHH UMS category B
NHH UMS category C
NHH UMS category D
LV UMS (Pseudo HH Metered)
LV Generation NHH or Aggregate HH | 0
LV Sub Generation NHH | 0
LV Generation Intermittent | 0
LV Generation Intermittent no RP charge | 0
LV Generation Non-Intermittent | 0
LV Generation Non-Intermittent no RP charge | 0
LV Sub Generation Intermittent | 0
LV Sub Generation Intermittent no RP charge | 0
LV Sub Generation Non-Intermittent | 0
LV Sub Generation Non-Intermittent no RP charge | 0
HV Generation Intermittent |  | 1224.7359
HV Generation Intermittent no RP charge |  | 1224.7359
HV Generation Non-Intermittent |  | 1224.7359
HV Generation Non-Intermittent no RP charge |  | 1224.7359
2206. Replacement annuities for service models
Data sources:
x1 = 1010. Days in the charging year (in Financial and general assumptions)
x2 = 2205. Service model assets by tariff (£)
x3 = 2101. Annuity rate
x4 = 1010. Annuity proportion for customer-contributed assets (in Financial and general assumptions)
x5 = Service model p/MPAN/day charge (in Replacement annuities for service models)
Kind: | Calculation |  | Cell summation
Formula: | =100/x1*x2*x3*x4 |  | =SUM(x5)
Service model p/MPAN/day charge
| Assets LV customer | Assets HV customer | Service model p/MPAN/day
Domestic Unrestricted | 0 | 0 | 0
Domestic Two Rate | 0 | 0 | 0
Domestic Off Peak (related MPAN) | 0 | 0 | 0
Small Non Domestic Unrestricted | 0 | 0 | 0
Small Non Domestic Two Rate | 0 | 0 | 0
Small Non Domestic Off Peak (related MPAN) | 0 | 0 | 0
LV Medium Non-Domestic | 0 | 0 | 0
LV Sub Medium Non-Domestic | 0 | 0 | 0
HV Medium Non-Domestic | 0 | 0 | 0
LV Network Domestic | 0 | 0 | 0
LV Network Non-Domestic Non-CT | 0 | 0 | 0
LV HH Metered | 0 | 0 | 0
LV Sub HH Metered | 0 | 0 | 0
HV HH Metered | 0 | 0 | 0
NHH UMS category A | 0 | 0 | 0
NHH UMS category B | 0 | 0 | 0
NHH UMS category C | 0 | 0 | 0
NHH UMS category D | 0 | 0 | 0
LV UMS (Pseudo HH Metered) | 0 | 0 | 0
LV Generation NHH or Aggregate HH | 0 | 0 | 0
LV Sub Generation NHH | 0 | 0 | 0
LV Generation Intermittent | 0 | 0 | 0
LV Generation Intermittent no RP charge | 0 | 0 | 0
LV Generation Non-Intermittent | 0 | 0 | 0
LV Generation Non-Intermittent no RP charge | 0 | 0 | 0
LV Sub Generation Intermittent | 0 | 0 | 0
LV Sub Generation Intermittent no RP charge | 0 | 0 | 0
LV Sub Generation Non-Intermittent | 0 | 0 | 0
LV Sub Generation Non-Intermittent no RP charge | 0 | 0 | 0
HV Generation Intermittent | 0 | 0 | 0
HV Generation Intermittent no RP charge | 0 | 0 | 0
HV Generation Non-Intermittent | 0 | 0 | 0
HV Generation Non-Intermittent no RP charge | 0 | 0 | 0

## Loads
Load characteristics for Electricity North West in 2019/20 (Version 1)
This sheet compiles information about the assumed characteristics of network users.
A load factor represents the average load of a user or user group, relative to the maximum load level of that user or
user group. Load factors are numbers between 0 and 1.
A coincidence factor represents the expectation value of the load of a user or user group at the time of system maximum load,
relative to the maximum load level of that user or user group. Coincidence factors are numbers between 0 and 1.
A load coefficient is the expectation value of the load of a user or user group at the time of system maximum load, relative to the average load level of that user or user group.
For demand users, the load coefficient is a demand coefficient and can be calculated as the ratio of the coincidence factor to the load factor.
2301. Demand coefficient (load at time of system maximum load divided by average load)
Data sources:
x1 = 1041. Coincidence factor to system maximum load for each type of demand user (in Load profile data for demand users)
x2 = 1041. Load factor for each type of demand user (in Load profile data for demand users)
Calculation =x1/x2
Demand coefficient
Domestic Unrestricted | 2.0341
Domestic Two Rate | 1.2667
Domestic Off Peak (related MPAN) | 0
Small Non Domestic Unrestricted | 1.6352
Small Non Domestic Two Rate | 1.3237
Small Non Domestic Off Peak (related MPAN) | 0
LV Medium Non-Domestic | 1.4107
LV Sub Medium Non-Domestic | 1.407
HV Medium Non-Domestic | 1.4963
LV Network Domestic | 2.0341
LV Network Non-Domestic Non-CT | 1.6352
LV HH Metered | 1.4536
LV Sub HH Metered | 1.3627
HV HH Metered | 1.1819
NHH UMS category A | 1
NHH UMS category B | 2.1137
NHH UMS category C | 3.8787
NHH UMS category D | 0
LV UMS (Pseudo HH Metered) | 2.0639
2302. Load coefficient
Data sources:
x1 = 2301. Demand coefficient (load at time of system maximum load divided by average load)
x2 = Negative of generation coefficient; set to -1
Combine tables = x1 or x2
Load coefficient
Domestic Unrestricted | 2.0341
Domestic Two Rate | 1.2667
Domestic Off Peak (related MPAN) | 0
Small Non Domestic Unrestricted | 1.6352
Small Non Domestic Two Rate | 1.3237
Small Non Domestic Off Peak (related MPAN) | 0
LV Medium Non-Domestic | 1.4107
LV Sub Medium Non-Domestic | 1.407
HV Medium Non-Domestic | 1.4963
LV Network Domestic | 2.0341
LV Network Non-Domestic Non-CT | 1.6352
LV HH Metered | 1.4536
LV Sub HH Metered | 1.3627
HV HH Metered | 1.1819
NHH UMS category A | 1
NHH UMS category B | 2.1137
NHH UMS category C | 3.8787
NHH UMS category D | 0
LV UMS (Pseudo HH Metered) | 2.0639
LV Generation NHH or Aggregate HH | -1
LV Sub Generation NHH | -1
LV Generation Intermittent | -1
LV Generation Intermittent no RP charge | -1
LV Generation Non-Intermittent | -1
LV Generation Non-Intermittent no RP charge | -1
LV Sub Generation Intermittent | -1
LV Sub Generation Intermittent no RP charge | -1
LV Sub Generation Non-Intermittent | -1
LV Sub Generation Non-Intermittent no RP charge | -1
HV Generation Intermittent | -1
HV Generation Intermittent no RP charge | -1
HV Generation Non-Intermittent | -1
HV Generation Non-Intermittent no RP charge | -1
2303. Discount map
| No discount | LDNO LV: LV user | LDNO HV: LV user | LDNO HV: LV sub user | LDNO HV: HV user
> Domestic Unrestricted
Domestic Unrestricted | 1 | 0 | 0 | 0 | 0
LDNO LV: Domestic Unrestricted | 0 | 1 | 0 | 0 | 0
LDNO HV: Domestic Unrestricted | 0 | 0 | 1 | 0 | 0
> Domestic Two Rate
Domestic Two Rate | 1 | 0 | 0 | 0 | 0
LDNO LV: Domestic Two Rate | 0 | 1 | 0 | 0 | 0
LDNO HV: Domestic Two Rate | 0 | 0 | 1 | 0 | 0
> Domestic Off Peak (related MPAN)
Domestic Off Peak (related MPAN) | 1 | 0 | 0 | 0 | 0
LDNO LV: Domestic Off Peak (related MPAN) | 0 | 1 | 0 | 0 | 0
LDNO HV: Domestic Off Peak (related MPAN) | 0 | 0 | 1 | 0 | 0
> Small Non Domestic Unrestricted
Small Non Domestic Unrestricted | 1 | 0 | 0 | 0 | 0
LDNO LV: Small Non Domestic Unrestricted | 0 | 1 | 0 | 0 | 0
LDNO HV: Small Non Domestic Unrestricted | 0 | 0 | 1 | 0 | 0
> Small Non Domestic Two Rate
Small Non Domestic Two Rate | 1 | 0 | 0 | 0 | 0
LDNO LV: Small Non Domestic Two Rate | 0 | 1 | 0 | 0 | 0
LDNO HV: Small Non Domestic Two Rate | 0 | 0 | 1 | 0 | 0
> Small Non Domestic Off Peak (related MPAN)
Small Non Domestic Off Peak (related MPAN) | 1 | 0 | 0 | 0 | 0
LDNO LV: Small Non Domestic Off Peak (related MPAN) | 0 | 1 | 0 | 0 | 0
LDNO HV: Small Non Domestic Off Peak (related MPAN) | 0 | 0 | 1 | 0 | 0
> LV Medium Non-Domestic
LV Medium Non-Domestic | 1 | 0 | 0 | 0 | 0
LDNO LV: LV Medium Non-Domestic | 0 | 1 | 0 | 0 | 0
LDNO HV: LV Medium Non-Domestic | 0 | 0 | 1 | 0 | 0
> LV Sub Medium Non-Domestic
LV Sub Medium Non-Domestic | 1 | 0 | 0 | 0 | 0
> HV Medium Non-Domestic
HV Medium Non-Domestic | 1 | 0 | 0 | 0 | 0
> LV Network Domestic
LV Network Domestic | 1 | 0 | 0 | 0 | 0
LDNO LV: LV Network Domestic | 0 | 1 | 0 | 0 | 0
LDNO HV: LV Network Domestic | 0 | 0 | 1 | 0 | 0
> LV Network Non-Domestic Non-CT
LV Network Non-Domestic Non-CT | 1 | 0 | 0 | 0 | 0
LDNO LV: LV Network Non-Domestic Non-CT | 0 | 1 | 0 | 0 | 0
LDNO HV: LV Network Non-Domestic Non-CT | 0 | 0 | 1 | 0 | 0
> LV HH Metered
LV HH Metered | 1 | 0 | 0 | 0 | 0
LDNO LV: LV HH Metered | 0 | 1 | 0 | 0 | 0
LDNO HV: LV HH Metered | 0 | 0 | 1 | 0 | 0
> LV Sub HH Metered
LV Sub HH Metered | 1 | 0 | 0 | 0 | 0
LDNO HV: LV Sub HH Metered | 0 | 0 | 0 | 1 | 0
> HV HH Metered
HV HH Metered | 1 | 0 | 0 | 0 | 0
LDNO HV: HV HH Metered | 0 | 0 | 0 | 0 | 1
> NHH UMS category A
NHH UMS category A | 1 | 0 | 0 | 0 | 0
LDNO LV: NHH UMS category A | 0 | 1 | 0 | 0 | 0
LDNO HV: NHH UMS category A | 0 | 0 | 1 | 0 | 0
> NHH UMS category B
NHH UMS category B | 1 | 0 | 0 | 0 | 0
LDNO LV: NHH UMS category B | 0 | 1 | 0 | 0 | 0
LDNO HV: NHH UMS category B | 0 | 0 | 1 | 0 | 0
> NHH UMS category C
NHH UMS category C | 1 | 0 | 0 | 0 | 0
LDNO LV: NHH UMS category C | 0 | 1 | 0 | 0 | 0
LDNO HV: NHH UMS category C | 0 | 0 | 1 | 0 | 0
> NHH UMS category D
NHH UMS category D | 1 | 0 | 0 | 0 | 0
LDNO LV: NHH UMS category D | 0 | 1 | 0 | 0 | 0
LDNO HV: NHH UMS category D | 0 | 0 | 1 | 0 | 0
> LV UMS (Pseudo HH Metered)
LV UMS (Pseudo HH Metered) | 1 | 0 | 0 | 0 | 0
LDNO LV: LV UMS (Pseudo HH Metered) | 0 | 1 | 0 | 0 | 0
LDNO HV: LV UMS (Pseudo HH Metered) | 0 | 0 | 1 | 0 | 0
> LV Generation NHH or Aggregate HH
LV Generation NHH or Aggregate HH | 1 | 0 | 0 | 0 | 0
LDNO LV: LV Generation NHH or Aggregate HH | 1 | 0 | 0 | 0 | 0
LDNO HV: LV Generation NHH or Aggregate HH | 1 | 0 | 0 | 0 | 0
> LV Sub Generation NHH
LV Sub Generation NHH | 1 | 0 | 0 | 0 | 0
LDNO HV: LV Sub Generation NHH | 1 | 0 | 0 | 0 | 0
> LV Generation Intermittent
LV Generation Intermittent | 1 | 0 | 0 | 0 | 0
LDNO LV: LV Generation Intermittent | 1 | 0 | 0 | 0 | 0
LDNO HV: LV Generation Intermittent | 1 | 0 | 0 | 0 | 0
> LV Generation Intermittent no RP charge
LV Generation Intermittent no RP charge | 1 | 0 | 0 | 0 | 0
> LV Generation Non-Intermittent
LV Generation Non-Intermittent | 1 | 0 | 0 | 0 | 0
LDNO LV: LV Generation Non-Intermittent | 1 | 0 | 0 | 0 | 0
LDNO HV: LV Generation Non-Intermittent | 1 | 0 | 0 | 0 | 0
> LV Generation Non-Intermittent no RP charge
LV Generation Non-Intermittent no RP charge | 1 | 0 | 0 | 0 | 0
> LV Sub Generation Intermittent
LV Sub Generation Intermittent | 1 | 0 | 0 | 0 | 0
LDNO HV: LV Sub Generation Intermittent | 1 | 0 | 0 | 0 | 0
> LV Sub Generation Intermittent no RP charge
LV Sub Generation Intermittent no RP charge | 1 | 0 | 0 | 0 | 0
> LV Sub Generation Non-Intermittent
LV Sub Generation Non-Intermittent | 1 | 0 | 0 | 0 | 0
LDNO HV: LV Sub Generation Non-Intermittent | 1 | 0 | 0 | 0 | 0
> LV Sub Generation Non-Intermittent no RP charge
LV Sub Generation Non-Intermittent no RP charge | 1 | 0 | 0 | 0 | 0
> HV Generation Intermittent
HV Generation Intermittent | 1 | 0 | 0 | 0 | 0
LDNO HV: HV Generation Intermittent | 1 | 0 | 0 | 0 | 0
> HV Generation Intermittent no RP charge
HV Generation Intermittent no RP charge | 1 | 0 | 0 | 0 | 0
> HV Generation Non-Intermittent
HV Generation Non-Intermittent | 1 | 0 | 0 | 0 | 0
LDNO HV: HV Generation Non-Intermittent | 1 | 0 | 0 | 0 | 0
> HV Generation Non-Intermittent no RP charge
HV Generation Non-Intermittent no RP charge | 1 | 0 | 0 | 0 | 0
2304. LDNO discounts and volumes adjusted for discount
Data sources:
x1 = 2303. Discount map
x2 = 1037. Embedded network (LDNO) discounts
x3 = 100 per cent discount for generators on LDNO networks
x4 = Discount for each tariff (except for fixed charges) (in LDNO discounts and volumes adjusted for discount)
x5 = 1053. Rate 1 units (MWh) by tariff (in Volume forecasts for the charging year)
x6 = 1053. Rate 2 units (MWh) by tariff (in Volume forecasts for the charging year)
x7 = 1053. Rate 3 units (MWh) by tariff (in Volume forecasts for the charging year)
x8 = 1053. MPANs by tariff (in Volume forecasts for the charging year)
x9 = Discount for each tariff for fixed charges only (in LDNO discounts and volumes adjusted for discount)
x10 = 1053. Import capacity (kVA) by tariff (in Volume forecasts for the charging year)
x11 = 1053. Exceeded capacity (kVA) by tariff (in Volume forecasts for the charging year)
x12 = 1053. Reactive power units (MVArh) by tariff (in Volume forecasts for the charging year)
Kind: | Sum-product calculation | Combine tables | Calculation | Calculation | Calculation | Calculation | Calculation | Calculation | Calculation
Formula: | =SUMPRODUCT(x1, x2) | = x3 or x4 | =x5*(1-x4) | =x6*(1-x4) | =x7*(1-x4) | =x8*(1-x9) | =x10*(1-x4) | =x11*(1-x4) | =x12*(1-x4)
| Discount for each tariff (except for fixed charges) | Discount for each tariff for fixed charges only | Rate 1 units (MWh) | Rate 2 units (MWh) | Rate 3 units (MWh) | MPANs | Import capacity (kVA) | Exceeded capacity (kVA) | Reactive power units (MVArh)
> Domestic Unrestricted
Domestic Unrestricted | 0% | 0% | 6432881.8467 | 0 | 0 | 2027175.5164 | 0 | 0 | 0
LDNO LV: Domestic Unrestricted | 35.74% | 35.74% | 73136.531 | 0 | 0 | 25077.8343 | 0 | 0 | 0
LDNO HV: Domestic Unrestricted | 57.34% | 57.34% | 39346.5859 | 0 | 0 | 12880.3465 | 0 | 0 | 0
> Domestic Two Rate
Domestic Two Rate | 0% | 0% | 468570.0779 | 465777.1278 | 0 | 178282 | 0 | 0 | 0
LDNO LV: Domestic Two Rate | 35.74% | 35.74% | 811.3695 | 299.8463 | 0 | 283.0786 | 0 | 0 | 0
LDNO HV: Domestic Two Rate | 57.34% | 57.34% | 2185.6221 | 1216.6131 | 0 | 665.1469 | 0 | 0 | 0
> Domestic Off Peak (related MPAN)
Domestic Off Peak (related MPAN) | 0% | 0% | 14279.5021 | 0 | 0 | 4270 | 0 | 0 | 0
LDNO LV: Domestic Off Peak (related MPAN) | 35.74% | 35.74% | 0 | 0 | 0 | 0 | 0 | 0 | 0
LDNO HV: Domestic Off Peak (related MPAN) | 57.34% | 57.34% | 0 | 0 | 0 | 0 | 0 | 0 | 0
> Small Non Domestic Unrestricted
Small Non Domestic Unrestricted | 0% | 0% | 1494625.6412 | 0 | 0 | 121609.0109 | 0 | 0 | 0
LDNO LV: Small Non Domestic Unrestricted | 35.74% | 35.74% | 3284.8338 | 0 | 0 | 398.7507 | 0 | 0 | 0
LDNO HV: Small Non Domestic Unrestricted | 57.34% | 57.34% | 3592.7141 | 0 | 0 | 268.9581 | 0 | 0 | 0
> Small Non Domestic Two Rate
Small Non Domestic Two Rate | 0% | 0% | 531718.6143 | 195607.5639 | 0 | 34183.401 | 0 | 0 | 0
LDNO LV: Small Non Domestic Two Rate | 35.74% | 35.74% | 7.8894 | 5.6262 | 0 | 3.8559 | 0 | 0 | 0
LDNO HV: Small Non Domestic Two Rate | 57.34% | 57.34% | 220.8509 | 115.9853 | 0 | 7.252 | 0 | 0 | 0
> Small Non Domestic Off Peak (related MPAN)
Small Non Domestic Off Peak (related MPAN) | 0% | 0% | 20242.6291 | 0 | 0 | 3655 | 0 | 0 | 0
LDNO LV: Small Non Domestic Off Peak (related MPAN) | 35.74% | 35.74% | 0 | 0 | 0 | 0 | 0 | 0 | 0
LDNO HV: Small Non Domestic Off Peak (related MPAN) | 57.34% | 57.34% | 0 | 0 | 0 | 0 | 0 | 0 | 0
> LV Medium Non-Domestic
LV Medium Non-Domestic | 0% | 0% | 0.90604 | 0.092105 | 0 | 0.001 | 0 | 0 | 0
LDNO LV: LV Medium Non-Domestic | 35.74% | 35.74% | 67.0481 | 13.3245 | 0 | 1.2853 | 0 | 0 | 0
LDNO HV: LV Medium Non-Domestic | 57.34% | 57.34% | 0 | 0 | 0 | 0 | 0 | 0 | 0
> LV Sub Medium Non-Domestic
LV Sub Medium Non-Domestic | 0% | 0% | 0.13596 | 0.28804 | 0 | 0.001 | 0 | 0 | 0
> HV Medium Non-Domestic
HV Medium Non-Domestic | 0% | 0% | 0.45302 | 1.1537 | 0 | 0.001 | 0 | 0 | 0
> LV Network Domestic
LV Network Domestic | 0% | 0% | 68.8643 | 206.5997 | 381.0705 | 339.8033 | 0 | 0 | 0
LDNO LV: LV Network Domestic | 35.74% | 35.74% | 0 | 0 | 0 | 0 | 0 | 0 | 0
LDNO HV: LV Network Domestic | 57.34% | 57.34% | 0 | 0 | 0 | 0 | 0 | 0 | 0
> LV Network Non-Domestic Non-CT
LV Network Non-Domestic Non-CT | 0% | 0% | 22435.9649 | 80597.1045 | 113029.9906 | 3574 | 0 | 0 | 0
LDNO LV: LV Network Non-Domestic Non-CT | 35.74% | 35.74% | 0 | 0 | 0 | 0 | 0 | 0 | 0
LDNO HV: LV Network Non-Domestic Non-CT | 57.34% | 57.34% | 0 | 0 | 0 | 0 | 0 | 0 | 0
> LV HH Metered
LV HH Metered | 0% | 0% | 259213.745 | 926903.165 | 1194700.3141 | 12971.0847 | 1247153.1998 | 12471.532 | 199567.5775
LDNO LV: LV HH Metered | 35.74% | 35.74% | 1222.7607 | 4222.9351 | 5459.5254 | 70.6871 | 4935.7223 | 49.3572 | 458.1064
LDNO HV: LV HH Metered | 57.34% | 57.34% | 5669.1636 | 19374.6243 | 27346.6881 | 142.688 | 24402.5229 | 244.0252 | 1313.4216
> LV Sub HH Metered
LV Sub HH Metered | 0% | 0% | 126109.0749 | 462200.7154 | 623163.7147 | 2163.4891 | 650266.427 | 6502.6643 | 97083.8447
LDNO HV: LV Sub HH Metered | 32.79% | 32.79% | 908.1902 | 3019.7645 | 5343.6072 | 6.7211 | 4199.6991 | 41.997 | 52.0324
> HV HH Metered
HV HH Metered | 0% | 0% | 457655.8379 | 1565462.3165 | 2576162.9164 | 2232.9262 | 1816038.3076 | 18160.3831 | 366046.3577
LDNO HV: HV HH Metered | 20.42% | 20.42% | 2053.0695 | 6758.3355 | 13214.5573 | 10.3448 | 14281.0609 | 142.8106 | 71.9889
> NHH UMS category A
NHH UMS category A | 0% | 0% | 17466.3969 | 0 | 0 | 203.5027 | 0 | 0 | 0
LDNO LV: NHH UMS category A | 35.74% | 35.74% | 0 | 0 | 0 | 0 | 0 | 0 | 0
LDNO HV: NHH UMS category A | 57.34% | 57.34% | 0 | 0 | 0 | 0 | 0 | 0 | 0
> NHH UMS category B
NHH UMS category B | 0% | 0% | 9156.6312 | 0 | 0 | 326 | 0 | 0 | 0
LDNO LV: NHH UMS category B | 35.74% | 35.74% | 139.8013 | 0 | 0 | 54.6246 | 0 | 0 | 0
LDNO HV: NHH UMS category B | 57.34% | 57.34% | 25.913 | 0 | 0 | 2.9861 | 0 | 0 | 0
> NHH UMS category C
NHH UMS category C | 0% | 0% | 411.2469 | 0 | 0 | 8 | 0 | 0 | 0
LDNO LV: NHH UMS category C | 35.74% | 35.74% | 0 | 0 | 0 | 0 | 0 | 0 | 0
LDNO HV: NHH UMS category C | 57.34% | 57.34% | 0 | 0 | 0 | 0 | 0 | 0 | 0
> NHH UMS category D
NHH UMS category D | 0% | 0% | 0.051406 | 0 | 0 | 0.001 | 0 | 0 | 0
LDNO LV: NHH UMS category D | 35.74% | 35.74% | 0 | 0 | 0 | 0 | 0 | 0 | 0
LDNO HV: NHH UMS category D | 57.34% | 57.34% | 0 | 0 | 0 | 0 | 0 | 0 | 0
> LV UMS (Pseudo HH Metered)
LV UMS (Pseudo HH Metered) | 0% | 0% | 10560.7065 | 28387.5181 | 176907.0706 | 25 | 0 | 0 | 0
LDNO LV: LV UMS (Pseudo HH Metered) | 35.74% | 35.74% | 0 | 0 | 0 | 0 | 0 | 0 | 0
LDNO HV: LV UMS (Pseudo HH Metered) | 57.34% | 57.34% | 0 | 0 | 0 | 0 | 0 | 0 | 0
> LV Generation NHH or Aggregate HH
LV Generation NHH or Aggregate HH | 0% | 0% | 3259.8693 | 0 | 0 | 270.0656 | 0 | 0 | 0
LDNO LV: LV Generation NHH or Aggregate HH | 0% | 100% | 0 | 0 | 0 | 0 | 0 | 0 | 0
LDNO HV: LV Generation NHH or Aggregate HH | 0% | 100% | 0 | 0 | 0 | 0 | 0 | 0 | 0
> LV Sub Generation NHH
LV Sub Generation NHH | 0% | 0% | 0.95981 | 0 | 0 | 0.01 | 0 | 0 | 0
LDNO HV: LV Sub Generation NHH | 0% | 100% | 0 | 0 | 0 | 0 | 0 | 0 | 0
> LV Generation Intermittent
LV Generation Intermittent | 0% | 0% | 20683.7353 | 0 | 0 | 215.4973 | 0 | 0 | 1784.4707
LDNO LV: LV Generation Intermittent | 0% | 100% | 0 | 0 | 0 | 0 | 0 | 0 | 0
LDNO HV: LV Generation Intermittent | 0% | 100% | 0 | 0 | 0 | 0 | 0 | 0 | 0
> LV Generation Intermittent no RP charge
LV Generation Intermittent no RP charge | 0% | 0% | 0 | 0 | 0 | 0 | 0 | 0 | 0
> LV Generation Non-Intermittent
LV Generation Non-Intermittent | 0% | 0% | 502.1255 | 1708.4349 | 3787.8782 | 20 | 0 | 0 | 829.1005
LDNO LV: LV Generation Non-Intermittent | 0% | 100% | 0 | 0.193 | 1.3911 | 0 | 0 | 0 | 0.959
LDNO HV: LV Generation Non-Intermittent | 0% | 100% | 0 | 0 | 0 | 0 | 0 | 0 | 0
> LV Generation Non-Intermittent no RP charge
LV Generation Non-Intermittent no RP charge | 0% | 0% | 0 | 0 | 0 | 0 | 0 | 0 | 0
> LV Sub Generation Intermittent
LV Sub Generation Intermittent | 0% | 0% | 4182.5824 | 0 | 0 | 50.4973 | 0 | 0 | 228.4576
LDNO HV: LV Sub Generation Intermittent | 0% | 100% | 0 | 0 | 0 | 0 | 0 | 0 | 0
> LV Sub Generation Intermittent no RP charge
LV Sub Generation Intermittent no RP charge | 0% | 0% | 0 | 0 | 0 | 0 | 0 | 0 | 0
> LV Sub Generation Non-Intermittent
LV Sub Generation Non-Intermittent | 0% | 0% | 158.87 | 430.7037 | 1007.877 | 12 | 0 | 0 | 227.4731
LDNO HV: LV Sub Generation Non-Intermittent | 0% | 100% | 0 | 0 | 0 | 0 | 0 | 0 | 0
> LV Sub Generation Non-Intermittent no RP charge
LV Sub Generation Non-Intermittent no RP charge | 0% | 0% | 0 | 0 | 0 | 0 | 0 | 0 | 0
> HV Generation Intermittent
HV Generation Intermittent | 0% | 0% | 405655.9582 | 0 | 0 | 186.9945 | 0 | 0 | 9680.922
LDNO HV: HV Generation Intermittent | 0% | 100% | 0 | 0 | 0 | 0 | 0 | 0 | 0
> HV Generation Intermittent no RP charge
HV Generation Intermittent no RP charge | 0% | 0% | 0 | 0 | 0 | 0 | 0 | 0 | 0
> HV Generation Non-Intermittent
HV Generation Non-Intermittent | 0% | 0% | 53031.0326 | 138554.4174 | 277588.8049 | 139.4973 | 0 | 0 | 20239.2002
LDNO HV: HV Generation Non-Intermittent | 0% | 100% | 0 | 0 | 0 | 0 | 0 | 0 | 0
> HV Generation Non-Intermittent no RP charge
HV Generation Non-Intermittent no RP charge | 0% | 0% | 0 | 0 | 0 | 0 | 0 | 0 | 0
2305. Equivalent volume for each end user
Data sources:
x1 = 2304. Rate 1 units (MWh) (in LDNO discounts and volumes adjusted for discount)
x2 = 2304. Rate 2 units (MWh) (in LDNO discounts and volumes adjusted for discount)
x3 = 2304. Rate 3 units (MWh) (in LDNO discounts and volumes adjusted for discount)
x4 = 2304. MPANs (in LDNO discounts and volumes adjusted for discount)
x5 = 2304. Import capacity (kVA) (in LDNO discounts and volumes adjusted for discount)
x6 = 2304. Exceeded capacity (kVA) (in LDNO discounts and volumes adjusted for discount)
x7 = 2304. Reactive power units (MVArh) (in LDNO discounts and volumes adjusted for discount)
Kind: | Cell summation | Cell summation | Cell summation | Cell summation | Cell summation | Cell summation | Cell summation
Formula: | =SUM(x1) | =SUM(x2) | =SUM(x3) | =SUM(x4) | =SUM(x5) | =SUM(x6) | =SUM(x7)
| Rate 1 units (MWh) | Rate 2 units (MWh) | Rate 3 units (MWh) | MPANs | Import capacity (kVA) | Exceeded capacity (kVA) | Reactive power units (MVArh)
Domestic Unrestricted | 6545364.9636 | 0 | 0 | 2065133.6972 | 0 | 0 | 0
Domestic Two Rate | 471567.0695 | 467293.5872 | 0 | 179230.2254 | 0 | 0 | 0
Domestic Off Peak (related MPAN) | 14279.5021 | 0 | 0 | 4270 | 0 | 0 | 0
Small Non Domestic Unrestricted | 1501503.1892 | 0 | 0 | 122276.7197 | 0 | 0 | 0
Small Non Domestic Two Rate | 531947.3546 | 195729.1754 | 0 | 34194.5088 | 0 | 0 | 0
Small Non Domestic Off Peak (related MPAN) | 20242.6291 | 0 | 0 | 3655 | 0 | 0 | 0
LV Medium Non-Domestic | 67.9541 | 13.4166 | 0 | 1.2863 | 0 | 0 | 0
LV Sub Medium Non-Domestic | 0.13596 | 0.28804 | 0 | 0.001 | 0 | 0 | 0
HV Medium Non-Domestic | 0.45302 | 1.1537 | 0 | 0.001 | 0 | 0 | 0
LV Network Domestic | 68.8643 | 206.5997 | 381.0705 | 339.8033 | 0 | 0 | 0
LV Network Non-Domestic Non-CT | 22435.9649 | 80597.1045 | 113029.9906 | 3574 | 0 | 0 | 0
LV HH Metered | 266105.6693 | 950500.7244 | 1227506.5276 | 13184.4598 | 1276491.445 | 12764.9145 | 201339.1055
LV Sub HH Metered | 127017.2651 | 465220.4799 | 628507.3219 | 2170.2101 | 654466.1262 | 6544.6613 | 97135.8771
HV HH Metered | 459708.9074 | 1572220.6521 | 2589377.4737 | 2243.271 | 1830319.3685 | 18303.1937 | 366118.3466
NHH UMS category A | 17466.3969 | 0 | 0 | 203.5027 | 0 | 0 | 0
NHH UMS category B | 9322.3455 | 0 | 0 | 383.6107 | 0 | 0 | 0
NHH UMS category C | 411.2469 | 0 | 0 | 8 | 0 | 0 | 0
NHH UMS category D | 0.051406 | 0 | 0 | 0.001 | 0 | 0 | 0
LV UMS (Pseudo HH Metered) | 10560.7065 | 28387.5181 | 176907.0706 | 25 | 0 | 0 | 0
LV Generation NHH or Aggregate HH | 3259.8693 | 0 | 0 | 270.0656 | 0 | 0 | 0
LV Sub Generation NHH | 0.95981 | 0 | 0 | 0.01 | 0 | 0 | 0
LV Generation Intermittent | 20683.7353 | 0 | 0 | 215.4973 | 0 | 0 | 1784.4707
LV Generation Intermittent no RP charge | 0 | 0 | 0 | 0 | 0 | 0 | 0
LV Generation Non-Intermittent | 502.1255 | 1708.6279 | 3789.2693 | 20 | 0 | 0 | 830.0595
LV Generation Non-Intermittent no RP charge | 0 | 0 | 0 | 0 | 0 | 0 | 0
LV Sub Generation Intermittent | 4182.5824 | 0 | 0 | 50.4973 | 0 | 0 | 228.4576
LV Sub Generation Intermittent no RP charge | 0 | 0 | 0 | 0 | 0 | 0 | 0
LV Sub Generation Non-Intermittent | 158.87 | 430.7037 | 1007.877 | 12 | 0 | 0 | 227.4731
LV Sub Generation Non-Intermittent no RP charge | 0 | 0 | 0 | 0 | 0 | 0 | 0
HV Generation Intermittent | 405655.9582 | 0 | 0 | 186.9945 | 0 | 0 | 9680.922
HV Generation Intermittent no RP charge | 0 | 0 | 0 | 0 | 0 | 0 | 0
HV Generation Non-Intermittent | 53031.0326 | 138554.4174 | 277588.8049 | 139.4973 | 0 | 0 | 20239.2002
HV Generation Non-Intermittent no RP charge | 0 | 0 | 0 | 0 | 0 | 0 | 0

## Multi
Load characteristics for multiple unit rates for Electricity North West in 2019/20 (Version 1)
2401. Adjust annual hours by distribution time band to match days in year
Data sources:
x1 = 1068. Typical annual hours by distribution time band
x2 = 1010. Days in the charging year (in Financial and general assumptions)
x3 = Total hours in the year according to time band hours input data (in Adjust annual hours by distribution time band to match days in year)
Kind: | Cell summation | Calculation
Formula: | =SUM(x1) | =x1*24*x2/x3
Annual hours by distribution time band (reconciled to days in year)
| Hours aggregate | Red | Amber | Green
Adjust annual hours by distribution time band to match days in year | 8784 | 786 | 2539 | 5459
2402. Normalisation of split of rate 1 units by time band
Data sources:
x1 = 1061. Average split of rate 1 units by distribution time band
x2 = Total split (in Normalisation of split of rate 1 units by time band)
x3 = 2401. Annual hours by distribution time band (reconciled to days in year) (in Adjust annual hours by distribution time band to match days in year)
x4 = 1010. Days in the charging year (in Financial and general assumptions)
Kind: | Cell summation | Calculation
Formula: | =SUM(x1) | =IF(x2,x1/x2,x3/x4/24)
Normalised split of rate 1 units by distribution time band
| Total split | Red | Amber | Green
Domestic Unrestricted | 100% | 12.61% | 33.25% | 54.14%
Domestic Two Rate | 100% | 13.82% | 35.63% | 50.55%
Domestic Off Peak (related MPAN) | 100% | 0.5716% | 9.487% | 89.94%
Small Non Domestic Unrestricted | 100% | 10.95% | 44.29% | 44.76%
Small Non Domestic Two Rate | 100% | 12.49% | 45.98% | 41.52%
Small Non Domestic Off Peak (related MPAN) | 100% | 0.1757% | 5.271% | 94.55%
LV Medium Non-Domestic | 100% | 13.56% | 48.09% | 38.35%
LV Sub Medium Non-Domestic | 100% | 13.42% | 47.99% | 38.59%
HV Medium Non-Domestic | 100% | 13.31% | 48.7% | 37.98%
2403. Split of rate 1 units between distribution time bands
Data sources:
x1 = 2402. Normalised split of rate 1 units by distribution time band (in Normalisation of split of rate 1 units by time band)
x2 = Split of rate 1 units between distribution time bands (default)
Combine tables = x1 or x2
| Red | Amber | Green
Domestic Unrestricted | 12.61% | 33.25% | 54.14%
Domestic Two Rate | 13.82% | 35.63% | 50.55%
Domestic Off Peak (related MPAN) | 0.5716% | 9.487% | 89.94%
Small Non Domestic Unrestricted | 10.95% | 44.29% | 44.76%
Small Non Domestic Two Rate | 12.49% | 45.98% | 41.52%
Small Non Domestic Off Peak (related MPAN) | 0.1757% | 5.271% | 94.55%
LV Medium Non-Domestic | 13.56% | 48.09% | 38.35%
LV Sub Medium Non-Domestic | 13.42% | 47.99% | 38.59%
HV Medium Non-Domestic | 13.31% | 48.7% | 37.98%
LV Network Domestic | 100% | 0% | 0%
LV Network Non-Domestic Non-CT | 100% | 0% | 0%
LV HH Metered | 100% | 0% | 0%
LV Sub HH Metered | 100% | 0% | 0%
HV HH Metered | 100% | 0% | 0%
LV Generation Non-Intermittent | 100% | 0% | 0%
LV Generation Non-Intermittent no RP charge | 100% | 0% | 0%
LV Sub Generation Non-Intermittent | 100% | 0% | 0%
LV Sub Generation Non-Intermittent no RP charge | 100% | 0% | 0%
HV Generation Non-Intermittent | 100% | 0% | 0%
HV Generation Non-Intermittent no RP charge | 100% | 0% | 0%
2404. Normalisation of split of rate 2 units by time band
Data sources:
x1 = 1062. Average split of rate 2 units by distribution time band
x2 = Total split (in Normalisation of split of rate 2 units by time band)
x3 = 2401. Annual hours by distribution time band (reconciled to days in year) (in Adjust annual hours by distribution time band to match days in year)
x4 = 1010. Days in the charging year (in Financial and general assumptions)
Kind: | Cell summation | Calculation
Formula: | =SUM(x1) | =IF(x2,x1/x2,x3/x4/24)
Normalised split of rate 2 units by distribution time band
| Total split | Red | Amber | Green
Domestic Two Rate | 100% | 0% | 0% | 100%
Small Non Domestic Two Rate | 100% | 0% | 0% | 100%
LV Medium Non-Domestic | 100% | 0% | 0% | 100%
LV Sub Medium Non-Domestic | 100% | 0% | 0% | 100%
HV Medium Non-Domestic | 100% | 0% | 0% | 100%
2405. Split of rate 2 units between distribution time bands
Data sources:
x1 = 2404. Normalised split of rate 2 units by distribution time band (in Normalisation of split of rate 2 units by time band)
x2 = Split of rate 2 units between distribution time bands (default)
Combine tables = x1 or x2
| Red | Amber | Green
Domestic Two Rate | 0% | 0% | 100%
Small Non Domestic Two Rate | 0% | 0% | 100%
LV Medium Non-Domestic | 0% | 0% | 100%
LV Sub Medium Non-Domestic | 0% | 0% | 100%
HV Medium Non-Domestic | 0% | 0% | 100%
LV Network Domestic | 0% | 100% | 0%
LV Network Non-Domestic Non-CT | 0% | 100% | 0%
LV HH Metered | 0% | 100% | 0%
LV Sub HH Metered | 0% | 100% | 0%
HV HH Metered | 0% | 100% | 0%
LV Generation Non-Intermittent | 0% | 100% | 0%
LV Generation Non-Intermittent no RP charge | 0% | 100% | 0%
LV Sub Generation Non-Intermittent | 0% | 100% | 0%
LV Sub Generation Non-Intermittent no RP charge | 0% | 100% | 0%
HV Generation Non-Intermittent | 0% | 100% | 0%
HV Generation Non-Intermittent no RP charge | 0% | 100% | 0%
2406. Split of rate 3 units between distribution time bands (default)
| Red | Amber | Green
LV Network Domestic | 0% | 0% | 100%
LV Network Non-Domestic Non-CT | 0% | 0% | 100%
LV HH Metered | 0% | 0% | 100%
LV Sub HH Metered | 0% | 0% | 100%
HV HH Metered | 0% | 0% | 100%
LV Generation Non-Intermittent | 0% | 0% | 100%
LV Generation Non-Intermittent no RP charge | 0% | 0% | 100%
LV Sub Generation Non-Intermittent | 0% | 0% | 100%
LV Sub Generation Non-Intermittent no RP charge | 0% | 0% | 100%
HV Generation Non-Intermittent | 0% | 0% | 100%
HV Generation Non-Intermittent no RP charge | 0% | 0% | 100%
2407. All units (MWh)
Data sources:
x1 = 2305. Rate 1 units (MWh) (in Equivalent volume for each end user)
x2 = 2305. Rate 2 units (MWh) (in Equivalent volume for each end user)
x3 = 2305. Rate 3 units (MWh) (in Equivalent volume for each end user)
Calculation =x1+x2+x3
All units (MWh)
Domestic Unrestricted | 6545364.9636
Domestic Two Rate | 938860.6567
Domestic Off Peak (related MPAN) | 14279.5021
Small Non Domestic Unrestricted | 1501503.1892
Small Non Domestic Two Rate | 727676.53
Small Non Domestic Off Peak (related MPAN) | 20242.6291
LV Medium Non-Domestic | 81.3708
LV Sub Medium Non-Domestic | 0.424
HV Medium Non-Domestic | 1.6067
LV Network Domestic | 656.5345
LV Network Non-Domestic Non-CT | 216063.0601
LV HH Metered | 2444112.9213
LV Sub HH Metered | 1220745.0668
HV HH Metered | 4621307.0331
NHH UMS category A | 17466.3969
NHH UMS category B | 9322.3455
NHH UMS category C | 411.2469
NHH UMS category D | 0.051406
LV UMS (Pseudo HH Metered) | 215855.2952
LV Generation NHH or Aggregate HH | 3259.8693
LV Sub Generation NHH | 0.95981
LV Generation Intermittent | 20683.7353
LV Generation Intermittent no RP charge | 0
LV Generation Non-Intermittent | 6000.0227
LV Generation Non-Intermittent no RP charge | 0
LV Sub Generation Intermittent | 4182.5824
LV Sub Generation Intermittent no RP charge | 0
LV Sub Generation Non-Intermittent | 1597.4508
LV Sub Generation Non-Intermittent no RP charge | 0
HV Generation Intermittent | 405655.9582
HV Generation Intermittent no RP charge | 0
HV Generation Non-Intermittent | 469174.2548
HV Generation Non-Intermittent no RP charge | 0
2408. Calculation of implied load coefficients for one-rate users
Data sources:
x1 = 2407. All units (MWh)
x2 = 2305. Rate 1 units (MWh) (in Equivalent volume for each end user)
x3 = 2403. Split of rate 1 units between distribution time bands
x4 = 2401. Annual hours by distribution time band (reconciled to days in year) (in Adjust annual hours by distribution time band to match days in year)
x5 = Use of distribution time bands by units in demand forecast for one-rate tariffs (in Calculation of implied load coefficients for one-rate users)
x6 = 1010. Days in the charging year (in Financial and general assumptions)
Kind: | Calculation |  |  | Calculation
Formula: | =IF(x1>0,(x2*x3)/x1,0) |  |  | =IF(x4>0,x5*x6*24/x4,0)
Use of distribution time bands by units in demand forecast for one-rate tariffs
| Red | Amber | Green | Peak band load coefficient for one-rate tariffs
Domestic Unrestricted | 12.61% | 33.25% | 54.14% | 1.4097
Small Non Domestic Unrestricted | 10.95% | 44.29% | 44.76% | 1.2236
2409. Calculation of implied load coefficients for two-rate users
Data sources:
x1 = 2407. All units (MWh)
x2 = 2305. Rate 1 units (MWh) (in Equivalent volume for each end user)
x3 = 2403. Split of rate 1 units between distribution time bands
x4 = 2305. Rate 2 units (MWh) (in Equivalent volume for each end user)
x5 = 2405. Split of rate 2 units between distribution time bands
x6 = 2401. Annual hours by distribution time band (reconciled to days in year) (in Adjust annual hours by distribution time band to match days in year)
x7 = Use of distribution time bands by units in demand forecast for two-rate tariffs (in Calculation of implied load coefficients for two-rate users)
x8 = 1010. Days in the charging year (in Financial and general assumptions)
Kind: | Calculation |  |  | Calculation
Formula: | =IF(x1>0,(x2*x3+x4*x5)/x1,0) |  |  | =IF(x6>0,x7*x8*24/x6,0)
Use of distribution time bands by units in demand forecast for two-rate tariffs
| Red | Amber | Green | Peak band load coefficient for two-rate tariffs
Domestic Two Rate | 6.942% | 17.9% | 75.16% | 0.77583
Small Non Domestic Two Rate | 9.132% | 33.62% | 57.25% | 1.0206
LV Medium Non-Domestic | 11.32% | 40.16% | 48.52% | 1.2653
LV Sub Medium Non-Domestic | 4.303% | 15.39% | 80.31% | 0.4809
HV Medium Non-Domestic | 3.754% | 13.73% | 82.51% | 0.41954
2410. Calculation of implied load coefficients for three-rate users
Data sources:
x1 = 2407. All units (MWh)
x2 = 2305. Rate 1 units (MWh) (in Equivalent volume for each end user)
x3 = 2403. Split of rate 1 units between distribution time bands
x4 = 2305. Rate 2 units (MWh) (in Equivalent volume for each end user)
x5 = 2405. Split of rate 2 units between distribution time bands
x6 = 2305. Rate 3 units (MWh) (in Equivalent volume for each end user)
x7 = 2406. Split of rate 3 units between distribution time bands (default)
x8 = 2401. Annual hours by distribution time band (reconciled to days in year) (in Adjust annual hours by distribution time band to match days in year)
x9 = Use of distribution time bands by units in demand forecast for three-rate tariffs (in Calculation of implied load coefficients for three-rate users)
x10 = 1010. Days in the charging year (in Financial and general assumptions)
Kind: | Calculation |  |  | Calculation
Formula: | =IF(x1>0,(x2*x3+x4*x5+x6*x7)/x1,0) |  |  | =IF(x8>0,x9*x10*24/x8,0)
Use of distribution time bands by units in demand forecast for three-rate tariffs
| Red | Amber | Green | Peak band load coefficient for three-rate tariffs
LV Network Domestic | 10.49% | 31.47% | 58.04% | 1.1722
LV Network Non-Domestic Non-CT | 10.38% | 37.3% | 52.31% | 1.1605
LV HH Metered | 10.89% | 38.89% | 50.22% | 1.2168
LV Sub HH Metered | 10.4% | 38.11% | 51.49% | 1.1628
HV HH Metered | 9.948% | 34.02% | 56.03% | 1.1117
2411. Calculation of adjusted time band load coefficients
Data sources:
x1 = 2408. Peak band load coefficient for one-rate tariffs (in Calculation of implied load coefficients for one-rate users)
x2 = 2409. Peak band load coefficient for two-rate tariffs (in Calculation of implied load coefficients for two-rate users)
x3 = 2410. Peak band load coefficient for three-rate tariffs (in Calculation of implied load coefficients for three-rate users)
x4 = Peak band load coefficient (in Calculation of adjusted time band load coefficients)
x5 = 2302. Load coefficient
Kind: | Combine tables | Calculation
Formula: | = x1 or x2 or x3 | =IF(x4<>0,x5/x4,IF(x5<0,-1,1))
| Peak band load coefficient | Load coefficient correction factor (kW at peak in band / band average kW)
Domestic Unrestricted | 1.4097 | 1.443
Domestic Two Rate | 0.77583 | 1.6327
Domestic Off Peak (related MPAN) |  | 1
Small Non Domestic Unrestricted | 1.2236 | 1.3364
Small Non Domestic Two Rate | 1.0206 | 1.297
Small Non Domestic Off Peak (related MPAN) |  | 1
LV Medium Non-Domestic | 1.2653 | 1.1149
LV Sub Medium Non-Domestic | 0.4809 | 2.9258
HV Medium Non-Domestic | 0.41954 | 3.5665
LV Network Domestic | 1.1722 | 1.7353
LV Network Non-Domestic Non-CT | 1.1605 | 1.4091
LV HH Metered | 1.2168 | 1.1946
LV Sub HH Metered | 1.1628 | 1.1719
HV HH Metered | 1.1117 | 1.0631
LV Generation Non-Intermittent |  | -1
LV Generation Non-Intermittent no RP charge |  | -1
LV Sub Generation Non-Intermittent |  | -1
LV Sub Generation Non-Intermittent no RP charge |  | -1
HV Generation Non-Intermittent |  | -1
HV Generation Non-Intermittent no RP charge |  | -1
2412. Normalisation of peaking probabilities
Data sources:
x1 = 1069. Red, amber and green peaking probabilities (in Peaking probabilities by network level)
x2 = Total probability (should be 100%) (in Normalisation of peaking probabilities)
x3 = 1068. Typical annual hours by distribution time band
x4 = 2401. Total hours in the year according to time band hours input data (in Adjust annual hours by distribution time band to match days in year)
Kind: | Cell summation | Calculation
Formula: | =SUM(x1) | =IF(x2,x1/x2,x3/x4)
Normalised peaking probabilities
| Total probability (should be 100%) | Red | Amber | Green
GSPs | 100% | 86.78% | 11.46% | 1.754%
132kV | 100% | 66.83% | 25% | 8.176%
132kV/EHV | 100% | 66.83% | 25% | 8.176%
EHV | 100% | 56.36% | 35.22% | 8.417%
EHV/HV | 100% | 56.36% | 35.22% | 8.417%
132kV/HV | 0% | 8.948% | 28.9% | 62.15%
HV | 100% | 56.36% | 35.22% | 8.417%
HV/LV | 100% | 56.36% | 35.22% | 8.417%
LV circuits | 100% | 56.36% | 35.22% | 8.417%
2413. Peaking probabilities by network level (reshaped)
Data sources:
x1 = 2412. Normalised peaking probabilities (in Normalisation of peaking probabilities)
Reshape table = x1
| GSPs | Red | Amber | Green | 132kV | Red | Amber | Green | 132kV/EHV | Red | Amber | Green | EHV | Red | Amber | Green | EHV/HV | Red | Amber | Green | 132kV/HV | Red | Amber | Green | HV | Red | Amber | Green | HV/LV | Red | Amber | Green | LV circuits | Red | Amber | Green
Probability of peak within timeband |  | 86.78% | 11.46% | 1.754% |  | 66.83% | 25% | 8.176% |  | 66.83% | 25% | 8.176% |  | 56.36% | 35.22% | 8.417% |  | 56.36% | 35.22% | 8.417% |  | 8.948% | 28.9% | 62.15% |  | 56.36% | 35.22% | 8.417% |  | 56.36% | 35.22% | 8.417% |  | 56.36% | 35.22% | 8.417%
2414. Pseudo load coefficient by time band and network level
Data sources:
x1 = 2401. Annual hours by distribution time band (reconciled to days in year) (in Adjust annual hours by distribution time band to match days in year)
x2 = 2411. Load coefficient correction factor (kW at peak in band / band average kW) (in Calculation of adjusted time band load coefficients)
x3 = 2413. Peaking probabilities by network level (reshaped)
x4 = 1010. Days in the charging year (in Financial and general assumptions)
Calculation =IF(x1>0,x2*x3*24*x4/x1,0)
| GSPs | Red | Amber | Green | 132kV | Red | Amber | Green | 132kV/EHV | Red | Amber | Green | EHV | Red | Amber | Green | EHV/HV | Red | Amber | Green | 132kV/HV | Red | Amber | Green | HV | Red | Amber | Green | HV/LV | Red | Amber | Green | LV circuits | Red | Amber | Green
Domestic Unrestricted |  | 13.9949 | 0.57221 | 0.040735 |  | 10.7769 | 1.2478 | 0.18984 |  | 10.7769 | 1.2478 | 0.18984 |  | 9.0887 | 1.7584 | 0.19543 |  | 9.0887 | 1.7584 | 0.19543 |  | 1.443 | 1.443 | 1.443 |  | 9.0887 | 1.7584 | 0.19543 |  | 9.0887 | 1.7584 | 0.19543 |  | 9.0887 | 1.7584 | 0.19543
Domestic Two Rate |  | 15.8351 | 0.64744 | 0.046091 |  | 12.1939 | 1.4119 | 0.2148 |  | 12.1939 | 1.4119 | 0.2148 |  | 10.2837 | 1.9897 | 0.22112 |  | 10.2837 | 1.9897 | 0.22112 |  | 1.6327 | 1.6327 | 1.6327 |  | 10.2837 | 1.9897 | 0.22112 |  | 10.2837 | 1.9897 | 0.22112 |  | 10.2837 | 1.9897 | 0.22112
Domestic Off Peak (related MPAN) |  | 9.6986 | 0.39654 | 0.02823 |  | 7.4685 | 0.86475 | 0.13156 |  | 7.4685 | 0.86475 | 0.13156 |  | 6.2985 | 1.2186 | 0.13543 |  | 6.2985 | 1.2186 | 0.13543 |  | 1 | 1 | 1 |  | 6.2985 | 1.2186 | 0.13543 |  | 6.2985 | 1.2186 | 0.13543 |  | 6.2985 | 1.2186 | 0.13543
Small Non Domestic Unrestricted |  | 12.9607 | 0.52992 | 0.037725 |  | 9.9805 | 1.1556 | 0.17581 |  | 9.9805 | 1.1556 | 0.17581 |  | 8.417 | 1.6285 | 0.18099 |  | 8.417 | 1.6285 | 0.18099 |  | 1.3364 | 1.3364 | 1.3364 |  | 8.417 | 1.6285 | 0.18099 |  | 8.417 | 1.6285 | 0.18099 |  | 8.417 | 1.6285 | 0.18099
Small Non Domestic Two Rate |  | 12.5795 | 0.51433 | 0.036615 |  | 9.6869 | 1.1216 | 0.17064 |  | 9.6869 | 1.1216 | 0.17064 |  | 8.1694 | 1.5806 | 0.17566 |  | 8.1694 | 1.5806 | 0.17566 |  | 1.297 | 1.297 | 1.297 |  | 8.1694 | 1.5806 | 0.17566 |  | 8.1694 | 1.5806 | 0.17566 |  | 8.1694 | 1.5806 | 0.17566
Small Non Domestic Off Peak (related MPAN) |  | 9.6986 | 0.39654 | 0.02823 |  | 7.4685 | 0.86475 | 0.13156 |  | 7.4685 | 0.86475 | 0.13156 |  | 6.2985 | 1.2186 | 0.13543 |  | 6.2985 | 1.2186 | 0.13543 |  | 1 | 1 | 1 |  | 6.2985 | 1.2186 | 0.13543 |  | 6.2985 | 1.2186 | 0.13543 |  | 6.2985 | 1.2186 | 0.13543
LV Medium Non-Domestic |  | 10.8127 | 0.4421 | 0.031472 |  | 8.3264 | 0.96409 | 0.14667 |  | 8.3264 | 0.96409 | 0.14667 |  | 7.022 | 1.3586 | 0.15099 |  | 7.022 | 1.3586 | 0.15099 |  | 1.1149 | 1.1149 | 1.1149 |  | 7.022 | 1.3586 | 0.15099 |  | 7.022 | 1.3586 | 0.15099 |  | 7.022 | 1.3586 | 0.15099
LV Sub Medium Non-Domestic |  | 28.3763 | 1.1602 | 0.082595 |  | 21.8515 | 2.5301 | 0.38492 |  | 21.8515 | 2.5301 | 0.38492 |  | 18.4283 | 3.5654 | 0.39625 |  | 18.4283 | 3.5654 | 0.39625 |  | 2.9258 | 2.9258 | 2.9258 |  | 18.4283 | 3.5654 | 0.39625 |  | 18.4283 | 3.5654 | 0.39625 |  | 18.4283 | 3.5654 | 0.39625
HV Medium Non-Domestic |  | 34.5904 | 1.4143 | 0.10068 |  | 26.6366 | 3.0842 | 0.46921 |  | 26.6366 | 3.0842 | 0.46921 |  | 22.4639 | 4.3462 | 0.48303 |  | 22.4639 | 4.3462 | 0.48303 |  | 3.5665 | 3.5665 | 3.5665 |  | 22.4639 | 4.3462 | 0.48303 |  | 22.4639 | 4.3462 | 0.48303 |  | 22.4639 | 4.3462 | 0.48303
LV Network Domestic |  | 16.8298 | 0.68812 | 0.048986 |  | 12.96 | 1.5006 | 0.22829 |  | 12.96 | 1.5006 | 0.22829 |  | 10.9297 | 2.1146 | 0.23502 |  | 10.9297 | 2.1146 | 0.23502 |  | 1.7353 | 1.7353 | 1.7353 |  | 10.9297 | 2.1146 | 0.23502 |  | 10.9297 | 2.1146 | 0.23502 |  | 10.9297 | 2.1146 | 0.23502
LV Network Non-Domestic Non-CT |  | 13.6663 | 0.55877 | 0.039778 |  | 10.5238 | 1.2185 | 0.18538 |  | 10.5238 | 1.2185 | 0.18538 |  | 8.8752 | 1.7171 | 0.19084 |  | 8.8752 | 1.7171 | 0.19084 |  | 1.4091 | 1.4091 | 1.4091 |  | 8.8752 | 1.7171 | 0.19084 |  | 8.8752 | 1.7171 | 0.19084 |  | 8.8752 | 1.7171 | 0.19084
LV HH Metered |  | 11.5863 | 0.47373 | 0.033724 |  | 8.9222 | 1.0331 | 0.15717 |  | 8.9222 | 1.0331 | 0.15717 |  | 7.5245 | 1.4558 | 0.16179 |  | 7.5245 | 1.4558 | 0.16179 |  | 1.1946 | 1.1946 | 1.1946 |  | 7.5245 | 1.4558 | 0.16179 |  | 7.5245 | 1.4558 | 0.16179 |  | 7.5245 | 1.4558 | 0.16179
LV Sub HH Metered |  | 11.3658 | 0.46471 | 0.033082 |  | 8.7523 | 1.0134 | 0.15417 |  | 8.7523 | 1.0134 | 0.15417 |  | 7.3812 | 1.4281 | 0.15871 |  | 7.3812 | 1.4281 | 0.15871 |  | 1.1719 | 1.1719 | 1.1719 |  | 7.3812 | 1.4281 | 0.15871 |  | 7.3812 | 1.4281 | 0.15871 |  | 7.3812 | 1.4281 | 0.15871
HV HH Metered |  | 10.3107 | 0.42157 | 0.030011 |  | 7.9399 | 0.91933 | 0.13986 |  | 7.9399 | 0.91933 | 0.13986 |  | 6.6961 | 1.2955 | 0.14398 |  | 6.6961 | 1.2955 | 0.14398 |  | 1.0631 | 1.0631 | 1.0631 |  | 6.6961 | 1.2955 | 0.14398 |  | 6.6961 | 1.2955 | 0.14398 |  | 6.6961 | 1.2955 | 0.14398
LV Generation Non-Intermittent |  | -9.6986 | -0.39654 | -0.02823 |  | -7.4685 | -0.86475 | -0.13156 |  | -7.4685 | -0.86475 | -0.13156 |  | -6.2985 | -1.2186 | -0.13543 |  | -6.2985 | -1.2186 | -0.13543 |  | -1 | -1 | -1 |  | -6.2985 | -1.2186 | -0.13543 |  | -6.2985 | -1.2186 | -0.13543 |  | -6.2985 | -1.2186 | -0.13543
LV Generation Non-Intermittent no RP charge |  | -9.6986 | -0.39654 | -0.02823 |  | -7.4685 | -0.86475 | -0.13156 |  | -7.4685 | -0.86475 | -0.13156 |  | -6.2985 | -1.2186 | -0.13543 |  | -6.2985 | -1.2186 | -0.13543 |  | -1 | -1 | -1 |  | -6.2985 | -1.2186 | -0.13543 |  | -6.2985 | -1.2186 | -0.13543 |  | -6.2985 | -1.2186 | -0.13543
LV Sub Generation Non-Intermittent |  | -9.6986 | -0.39654 | -0.02823 |  | -7.4685 | -0.86475 | -0.13156 |  | -7.4685 | -0.86475 | -0.13156 |  | -6.2985 | -1.2186 | -0.13543 |  | -6.2985 | -1.2186 | -0.13543 |  | -1 | -1 | -1 |  | -6.2985 | -1.2186 | -0.13543 |  | -6.2985 | -1.2186 | -0.13543 |  | -6.2985 | -1.2186 | -0.13543
LV Sub Generation Non-Intermittent no RP charge |  | -9.6986 | -0.39654 | -0.02823 |  | -7.4685 | -0.86475 | -0.13156 |  | -7.4685 | -0.86475 | -0.13156 |  | -6.2985 | -1.2186 | -0.13543 |  | -6.2985 | -1.2186 | -0.13543 |  | -1 | -1 | -1 |  | -6.2985 | -1.2186 | -0.13543 |  | -6.2985 | -1.2186 | -0.13543 |  | -6.2985 | -1.2186 | -0.13543
HV Generation Non-Intermittent |  | -9.6986 | -0.39654 | -0.02823 |  | -7.4685 | -0.86475 | -0.13156 |  | -7.4685 | -0.86475 | -0.13156 |  | -6.2985 | -1.2186 | -0.13543 |  | -6.2985 | -1.2186 | -0.13543 |  | -1 | -1 | -1 |  | -6.2985 | -1.2186 | -0.13543 |  | -6.2985 | -1.2186 | -0.13543 |  | -6.2985 | -1.2186 | -0.13543
HV Generation Non-Intermittent no RP charge |  | -9.6986 | -0.39654 | -0.02823 |  | -7.4685 | -0.86475 | -0.13156 |  | -7.4685 | -0.86475 | -0.13156 |  | -6.2985 | -1.2186 | -0.13543 |  | -6.2985 | -1.2186 | -0.13543 |  | -1 | -1 | -1 |  | -6.2985 | -1.2186 | -0.13543 |  | -6.2985 | -1.2186 | -0.13543 |  | -6.2985 | -1.2186 | -0.13543
2415. Single rate non half hourly pseudo timeband load coefficients
Data sources:
x1 = 2414. Pseudo load coefficient by time band and network level
Copy cells = x1
| GSPs | Red | Amber | Green | 132kV | Red | Amber | Green | 132kV/EHV | Red | Amber | Green | EHV | Red | Amber | Green | EHV/HV | Red | Amber | Green | 132kV/HV | Red | Amber | Green | HV | Red | Amber | Green | HV/LV | Red | Amber | Green | LV circuits | Red | Amber | Green
Domestic Unrestricted |  | 13.9949 | 0.57221 | 0.040735 |  | 10.7769 | 1.2478 | 0.18984 |  | 10.7769 | 1.2478 | 0.18984 |  | 9.0887 | 1.7584 | 0.19543 |  | 9.0887 | 1.7584 | 0.19543 |  | 1.443 | 1.443 | 1.443 |  | 9.0887 | 1.7584 | 0.19543 |  | 9.0887 | 1.7584 | 0.19543 |  | 9.0887 | 1.7584 | 0.19543
Small Non Domestic Unrestricted |  | 12.9607 | 0.52992 | 0.037725 |  | 9.9805 | 1.1556 | 0.17581 |  | 9.9805 | 1.1556 | 0.17581 |  | 8.417 | 1.6285 | 0.18099 |  | 8.417 | 1.6285 | 0.18099 |  | 1.3364 | 1.3364 | 1.3364 |  | 8.417 | 1.6285 | 0.18099 |  | 8.417 | 1.6285 | 0.18099 |  | 8.417 | 1.6285 | 0.18099
2416. Single rate non half hourly units (MWh)
Data sources:
x1 = 2407. All units (MWh)
Copy cells = x1
Single rate non half hourly units (MWh)
Domestic Unrestricted | 6545364.9636
Small Non Domestic Unrestricted | 1501503.1892
2417. Single rate non half hourly timeband use
Data sources:
x1 = 2403. Split of rate 1 units between distribution time bands
Copy cells = x1
| Red | Amber | Green
Domestic Unrestricted | 12.61% | 33.25% | 54.14%
Small Non Domestic Unrestricted | 10.95% | 44.29% | 44.76%
2418. Single rate non half hourly tariff pseudo load coefficient
Data sources:
x1 = 2415. Single rate non half hourly pseudo timeband load coefficients
x2 = 2417. Single rate non half hourly timeband use
Sum-product calculation =SUMPRODUCT(x1, x2)
| GSPs | 132kV | 132kV/EHV | EHV | EHV/HV | 132kV/HV | HV | HV/LV | LV circuits
Domestic Unrestricted | 1.9776 | 1.877 | 1.877 | 1.8368 | 1.8368 | 1.443 | 1.8368 | 1.8368 | 1.8368
Small Non Domestic Unrestricted | 1.6707 | 1.6833 | 1.6833 | 1.7238 | 1.7238 | 1.3364 | 1.7238 | 1.7238 | 1.7238
2419. Multi rate non half hourly units (MWh)
Data sources:
x1 = 2407. All units (MWh)
Copy cells = x1
Multi rate non half hourly units (MWh)
Domestic Two Rate | 938860.6567
Small Non Domestic Two Rate | 727676.53
2420. Multi rate non half hourly pseudo timeband load coefficients
Data sources:
x1 = 2414. Pseudo load coefficient by time band and network level
Copy cells = x1
| GSPs | Red | Amber | Green | 132kV | Red | Amber | Green | 132kV/EHV | Red | Amber | Green | EHV | Red | Amber | Green | EHV/HV | Red | Amber | Green | 132kV/HV | Red | Amber | Green | HV | Red | Amber | Green | HV/LV | Red | Amber | Green | LV circuits | Red | Amber | Green
Domestic Two Rate |  | 15.8351 | 0.64744 | 0.046091 |  | 12.1939 | 1.4119 | 0.2148 |  | 12.1939 | 1.4119 | 0.2148 |  | 10.2837 | 1.9897 | 0.22112 |  | 10.2837 | 1.9897 | 0.22112 |  | 1.6327 | 1.6327 | 1.6327 |  | 10.2837 | 1.9897 | 0.22112 |  | 10.2837 | 1.9897 | 0.22112 |  | 10.2837 | 1.9897 | 0.22112
Small Non Domestic Two Rate |  | 12.5795 | 0.51433 | 0.036615 |  | 9.6869 | 1.1216 | 0.17064 |  | 9.6869 | 1.1216 | 0.17064 |  | 8.1694 | 1.5806 | 0.17566 |  | 8.1694 | 1.5806 | 0.17566 |  | 1.297 | 1.297 | 1.297 |  | 8.1694 | 1.5806 | 0.17566 |  | 8.1694 | 1.5806 | 0.17566 |  | 8.1694 | 1.5806 | 0.17566
2421. Multi rate non half hourly timeband use
Data sources:
x1 = 2409. Use of distribution time bands by units in demand forecast for two-rate tariffs (in Calculation of implied load coefficients for two-rate users)
Copy cells = x1
| Red | Amber | Green
Domestic Two Rate | 6.942% | 17.9% | 75.16%
Small Non Domestic Two Rate | 9.132% | 33.62% | 57.25%
2422. Multi rate non half hourly tariff pseudo load coefficient
Data sources:
x1 = 2420. Multi rate non half hourly pseudo timeband load coefficients
x2 = 2421. Multi rate non half hourly timeband use
Sum-product calculation =SUMPRODUCT(x1, x2)
| GSPs | 132kV | 132kV/EHV | EHV | EHV/HV | 132kV/HV | HV | HV/LV | LV circuits
Domestic Two Rate | 1.2498 | 1.2606 | 1.2606 | 1.2362 | 1.2362 | 1.6327 | 1.2362 | 1.2362 | 1.2362
Small Non Domestic Two Rate | 1.3426 | 1.3594 | 1.3594 | 1.3779 | 1.3779 | 1.297 | 1.3779 | 1.3779 | 1.3779
2423. Off-peak non half hourly units (MWh)
Data sources:
x1 = 2407. All units (MWh)
Copy cells = x1
Off-peak non half hourly units (MWh)
Domestic Off Peak (related MPAN) | 14279.5021
Small Non Domestic Off Peak (related MPAN) | 20242.6291
2424. Off-peak non half hourly pseudo timeband load coefficients
Data sources:
x1 = 2414. Pseudo load coefficient by time band and network level
Copy cells = x1
| GSPs | Red | Amber | Green | 132kV | Red | Amber | Green | 132kV/EHV | Red | Amber | Green | EHV | Red | Amber | Green | EHV/HV | Red | Amber | Green | 132kV/HV | Red | Amber | Green | HV | Red | Amber | Green | HV/LV | Red | Amber | Green | LV circuits | Red | Amber | Green
Domestic Off Peak (related MPAN) |  | 9.6986 | 0.39654 | 0.02823 |  | 7.4685 | 0.86475 | 0.13156 |  | 7.4685 | 0.86475 | 0.13156 |  | 6.2985 | 1.2186 | 0.13543 |  | 6.2985 | 1.2186 | 0.13543 |  | 1 | 1 | 1 |  | 6.2985 | 1.2186 | 0.13543 |  | 6.2985 | 1.2186 | 0.13543 |  | 6.2985 | 1.2186 | 0.13543
Small Non Domestic Off Peak (related MPAN) |  | 9.6986 | 0.39654 | 0.02823 |  | 7.4685 | 0.86475 | 0.13156 |  | 7.4685 | 0.86475 | 0.13156 |  | 6.2985 | 1.2186 | 0.13543 |  | 6.2985 | 1.2186 | 0.13543 |  | 1 | 1 | 1 |  | 6.2985 | 1.2186 | 0.13543 |  | 6.2985 | 1.2186 | 0.13543 |  | 6.2985 | 1.2186 | 0.13543
2425. Off-peak non half hourly timeband use
Data sources:
x1 = 2403. Split of rate 1 units between distribution time bands
Copy cells = x1
| Red | Amber | Green
Domestic Off Peak (related MPAN) | 0.5716% | 9.487% | 89.94%
Small Non Domestic Off Peak (related MPAN) | 0.1757% | 5.271% | 94.55%
2426. Off-peak non half hourly tariff pseudo load coefficient
Data sources:
x1 = 2424. Off-peak non half hourly pseudo timeband load coefficients
x2 = 2425. Off-peak non half hourly timeband use
Sum-product calculation =SUMPRODUCT(x1, x2)
| GSPs | 132kV | 132kV/EHV | EHV | EHV/HV | 132kV/HV | HV | HV/LV | LV circuits
Domestic Off Peak (related MPAN) | 0.11845 | 0.24305 | 0.24305 | 0.27342 | 0.27342 | 1 | 0.27342 | 0.27342 | 0.27342
Small Non Domestic Off Peak (related MPAN) | 0.064637 | 0.1831 | 0.1831 | 0.20336 | 0.20336 | 1 | 0.20336 | 0.20336 | 0.20336
2427. Aggregated half hourly units (MWh)
Data sources:
x1 = 2407. All units (MWh)
Copy cells = x1
Aggregated half hourly units (MWh)
LV Network Domestic | 656.5345
LV Network Non-Domestic Non-CT | 216063.0601
2428. Aggregated half hourly pseudo timeband load coefficients
Data sources:
x1 = 2414. Pseudo load coefficient by time band and network level
Copy cells = x1
| GSPs | Red | Amber | Green | 132kV | Red | Amber | Green | 132kV/EHV | Red | Amber | Green | EHV | Red | Amber | Green | EHV/HV | Red | Amber | Green | 132kV/HV | Red | Amber | Green | HV | Red | Amber | Green | HV/LV | Red | Amber | Green | LV circuits | Red | Amber | Green
LV Network Domestic |  | 16.8298 | 0.68812 | 0.048986 |  | 12.96 | 1.5006 | 0.22829 |  | 12.96 | 1.5006 | 0.22829 |  | 10.9297 | 2.1146 | 0.23502 |  | 10.9297 | 2.1146 | 0.23502 |  | 1.7353 | 1.7353 | 1.7353 |  | 10.9297 | 2.1146 | 0.23502 |  | 10.9297 | 2.1146 | 0.23502 |  | 10.9297 | 2.1146 | 0.23502
LV Network Non-Domestic Non-CT |  | 13.6663 | 0.55877 | 0.039778 |  | 10.5238 | 1.2185 | 0.18538 |  | 10.5238 | 1.2185 | 0.18538 |  | 8.8752 | 1.7171 | 0.19084 |  | 8.8752 | 1.7171 | 0.19084 |  | 1.4091 | 1.4091 | 1.4091 |  | 8.8752 | 1.7171 | 0.19084 |  | 8.8752 | 1.7171 | 0.19084 |  | 8.8752 | 1.7171 | 0.19084
2429. Aggregated half hourly timeband use
Data sources:
x1 = 2410. Use of distribution time bands by units in demand forecast for three-rate tariffs (in Calculation of implied load coefficients for three-rate users)
Copy cells = x1
| Red | Amber | Green
LV Network Domestic | 10.49% | 31.47% | 58.04%
LV Network Non-Domestic Non-CT | 10.38% | 37.3% | 52.31%
2430. Aggregated half hourly tariff pseudo load coefficient
Data sources:
x1 = 2428. Aggregated half hourly pseudo timeband load coefficients
x2 = 2429. Aggregated half hourly timeband use
Sum-product calculation =SUMPRODUCT(x1, x2)
| GSPs | 132kV | 132kV/EHV | EHV | EHV/HV | 132kV/HV | HV | HV/LV | LV circuits
LV Network Domestic | 2.0103 | 1.9641 | 1.9641 | 1.9483 | 1.9483 | 1.7353 | 1.9483 | 1.9483 | 1.9483
LV Network Non-Domestic Non-CT | 1.6483 | 1.6443 | 1.6443 | 1.662 | 1.662 | 1.4091 | 1.662 | 1.662 | 1.662
2431. Average non half hourly tariff pseudo load coefficient
Data sources:
x1 = 2416. Single rate non half hourly units (MWh)
x2 = 2418. Single rate non half hourly tariff pseudo load coefficient
x3 = 2419. Multi rate non half hourly units (MWh)
x4 = 2422. Multi rate non half hourly tariff pseudo load coefficient
x5 = 2423. Off-peak non half hourly units (MWh)
x6 = 2426. Off-peak non half hourly tariff pseudo load coefficient
Calculation =(x1*x2+x3*x4+x5*x6)/(x1+x3+x5)
| GSPs | 132kV | 132kV/EHV | EHV | EHV/HV | 132kV/HV | HV | HV/LV | LV circuits
Domestic equalisation group | 1.8829 | 1.7967 | 1.7967 | 1.7587 | 1.7587 | 1.4659 | 1.7587 | 1.7587 | 1.7587
Non-domestic equalisation group | 1.5501 | 1.565 | 1.565 | 1.5983 | 1.5983 | 1.3206 | 1.5983 | 1.5983 | 1.5983
2432. Average non half hourly timeband use
Data sources:
x1 = 2416. Single rate non half hourly units (MWh)
x2 = 2417. Single rate non half hourly timeband use
x3 = 2419. Multi rate non half hourly units (MWh)
x4 = 2421. Multi rate non half hourly timeband use
x5 = 2423. Off-peak non half hourly units (MWh)
x6 = 2425. Off-peak non half hourly timeband use
Calculation =(x1*x2+x3*x4+x5*x6)/(x1+x3+x5)
| Red | Amber | Green
LV Network Domestic | 11.88% | 31.28% | 56.84%
LV Network Non-Domestic Non-CT | 10.26% | 40.48% | 49.25%
2433. Aggregated half hourly tariff pseudo load coefficient using average non half hourly unit mix
Data sources:
x1 = 2428. Aggregated half hourly pseudo timeband load coefficients
x2 = 2432. Average non half hourly timeband use
Sum-product calculation =SUMPRODUCT(x1, x2)
| GSPs | 132kV | 132kV/EHV | EHV | EHV/HV | 132kV/HV | HV | HV/LV | LV circuits
LV Network Domestic | 2.2426 | 2.1389 | 2.1389 | 2.0935 | 2.0935 | 1.7353 | 2.0935 | 2.0935 | 2.0935
LV Network Non-Domestic Non-CT | 1.6486 | 1.6648 | 1.6648 | 1.7002 | 1.7002 | 1.4091 | 1.7002 | 1.7002 | 1.7002
2434. Relative correction factor for aggregated half hourly tariff
Data sources:
x1 = 2431. Average non half hourly tariff pseudo load coefficient
x2 = 2433. Aggregated half hourly tariff pseudo load coefficient using average non half hourly unit mix
Calculation =x1/x2
| GSPs | 132kV | 132kV/EHV | EHV | EHV/HV | 132kV/HV | HV | HV/LV | LV circuits
Domestic equalisation group | 0.83962 | 0.84004 | 0.84004 | 0.84004 | 0.84004 | 0.84476 | 0.84004 | 0.84004 | 0.84004
Non-domestic equalisation group | 0.94027 | 0.94004 | 0.94004 | 0.94007 | 0.94007 | 0.9372 | 0.94007 | 0.94007 | 0.94007
2435. Correction factor for non half hourly tariffs
Data sources:
x1 = 2416. Single rate non half hourly units (MWh)
x2 = 2418. Single rate non half hourly tariff pseudo load coefficient
x3 = 2419. Multi rate non half hourly units (MWh)
x4 = 2422. Multi rate non half hourly tariff pseudo load coefficient
x5 = 2423. Off-peak non half hourly units (MWh)
x6 = 2426. Off-peak non half hourly tariff pseudo load coefficient
x7 = 2427. Aggregated half hourly units (MWh)
x8 = 2430. Aggregated half hourly tariff pseudo load coefficient
x9 = 2434. Relative correction factor for aggregated half hourly tariff
Calculation =(x1*x2+x3*x4+x5*x6+x7*x8)/(x1*x2+x3*x4+x5*x6+x7*x8*x9)
| GSPs | 132kV | 132kV/EHV | EHV | EHV/HV | 132kV/HV | HV | HV/LV | LV circuits
Domestic equalisation group | 1 | 1 | 1 | 1 | 1 | 1 | 1 | 1 | 1
Non-domestic equalisation group | 1.0056 | 1.0055 | 1.0055 | 1.0055 | 1.0055 | 1.0059 | 1.0055 | 1.0055 | 1.0055
2436. Single rate non half hourly corrected pseudo timeband load coefficient
Data sources:
x1 = 2415. Single rate non half hourly pseudo timeband load coefficients
x2 = 2435. Correction factor for non half hourly tariffs
Calculation =x1*x2
| GSPs | Red | Amber | Green | 132kV | Red | Amber | Green | 132kV/EHV | Red | Amber | Green | EHV | Red | Amber | Green | EHV/HV | Red | Amber | Green | 132kV/HV | Red | Amber | Green | HV | Red | Amber | Green | HV/LV | Red | Amber | Green | LV circuits | Red | Amber | Green
Domestic Unrestricted |  | 13.9951 | 0.57221 | 0.040736 |  | 10.7771 | 1.2478 | 0.18984 |  | 10.7771 | 1.2478 | 0.18984 |  | 9.0888 | 1.7585 | 0.19543 |  | 9.0888 | 1.7585 | 0.19543 |  | 1.443 | 1.443 | 1.443 |  | 9.0888 | 1.7585 | 0.19543 |  | 9.0888 | 1.7585 | 0.19543 |  | 9.0888 | 1.7585 | 0.19543
Small Non Domestic Unrestricted |  | 13.0329 | 0.53287 | 0.037935 |  | 10.0357 | 1.162 | 0.17678 |  | 10.0357 | 1.162 | 0.17678 |  | 8.4631 | 1.6374 | 0.18198 |  | 8.4631 | 1.6374 | 0.18198 |  | 1.3442 | 1.3442 | 1.3442 |  | 8.4631 | 1.6374 | 0.18198 |  | 8.4631 | 1.6374 | 0.18198 |  | 8.4631 | 1.6374 | 0.18198
2437. Multi rate non half hourly corrected pseudo timeband load coefficient
Data sources:
x1 = 2420. Multi rate non half hourly pseudo timeband load coefficients
x2 = 2435. Correction factor for non half hourly tariffs
Calculation =x1*x2
| GSPs | Red | Amber | Green | 132kV | Red | Amber | Green | 132kV/EHV | Red | Amber | Green | EHV | Red | Amber | Green | EHV/HV | Red | Amber | Green | 132kV/HV | Red | Amber | Green | HV | Red | Amber | Green | HV/LV | Red | Amber | Green | LV circuits | Red | Amber | Green
Domestic Two Rate |  | 15.8353 | 0.64745 | 0.046092 |  | 12.1941 | 1.4119 | 0.2148 |  | 12.1941 | 1.4119 | 0.2148 |  | 10.2838 | 1.9897 | 0.22113 |  | 10.2838 | 1.9897 | 0.22113 |  | 1.6327 | 1.6327 | 1.6327 |  | 10.2838 | 1.9897 | 0.22113 |  | 10.2838 | 1.9897 | 0.22113 |  | 10.2838 | 1.9897 | 0.22113
Small Non Domestic Two Rate |  | 12.6495 | 0.5172 | 0.036819 |  | 9.7405 | 1.1278 | 0.17158 |  | 9.7405 | 1.1278 | 0.17158 |  | 8.2141 | 1.5892 | 0.17662 |  | 8.2141 | 1.5892 | 0.17662 |  | 1.3047 | 1.3047 | 1.3047 |  | 8.2141 | 1.5892 | 0.17662 |  | 8.2141 | 1.5892 | 0.17662 |  | 8.2141 | 1.5892 | 0.17662
2438. Off-peak non half hourly corrected pseudo timeband load coefficient
Data sources:
x1 = 2424. Off-peak non half hourly pseudo timeband load coefficients
x2 = 2435. Correction factor for non half hourly tariffs
Calculation =x1*x2
| GSPs | Red | Amber | Green | 132kV | Red | Amber | Green | 132kV/EHV | Red | Amber | Green | EHV | Red | Amber | Green | EHV/HV | Red | Amber | Green | 132kV/HV | Red | Amber | Green | HV | Red | Amber | Green | HV/LV | Red | Amber | Green | LV circuits | Red | Amber | Green
Domestic Off Peak (related MPAN) |  | 9.6987 | 0.39655 | 0.02823 |  | 7.4686 | 0.86477 | 0.13156 |  | 7.4686 | 0.86477 | 0.13156 |  | 6.2986 | 1.2186 | 0.13544 |  | 6.2986 | 1.2186 | 0.13544 |  | 1 | 1 | 1 |  | 6.2986 | 1.2186 | 0.13544 |  | 6.2986 | 1.2186 | 0.13544 |  | 6.2986 | 1.2186 | 0.13544
Small Non Domestic Off Peak (related MPAN) |  | 9.7526 | 0.39875 | 0.028387 |  | 7.5098 | 0.86953 | 0.13229 |  | 7.5098 | 0.86953 | 0.13229 |  | 6.333 | 1.2253 | 0.13617 |  | 6.333 | 1.2253 | 0.13617 |  | 1.0059 | 1.0059 | 1.0059 |  | 6.333 | 1.2253 | 0.13617 |  | 6.333 | 1.2253 | 0.13617 |  | 6.333 | 1.2253 | 0.13617
2439. Aggregated half hourly corrected pseudo timeband load coefficient
Data sources:
x1 = 2428. Aggregated half hourly pseudo timeband load coefficients
x2 = 2435. Correction factor for non half hourly tariffs
x3 = 2434. Relative correction factor for aggregated half hourly tariff
Calculation =x1*x2*x3
| GSPs | Red | Amber | Green | 132kV | Red | Amber | Green | 132kV/EHV | Red | Amber | Green | EHV | Red | Amber | Green | EHV/HV | Red | Amber | Green | 132kV/HV | Red | Amber | Green | HV | Red | Amber | Green | HV/LV | Red | Amber | Green | LV circuits | Red | Amber | Green
LV Network Domestic |  | 14.1309 | 0.57776 | 0.041131 |  | 10.887 | 1.2606 | 0.19178 |  | 10.887 | 1.2606 | 0.19178 |  | 9.1815 | 1.7764 | 0.19742 |  | 9.1815 | 1.7764 | 0.19742 |  | 1.4659 | 1.4659 | 1.4659 |  | 9.1815 | 1.7764 | 0.19742 |  | 9.1815 | 1.7764 | 0.19742 |  | 9.1815 | 1.7764 | 0.19742
LV Network Non-Domestic Non-CT |  | 12.9215 | 0.52832 | 0.037611 |  | 9.9475 | 1.1518 | 0.17523 |  | 9.9475 | 1.1518 | 0.17523 |  | 8.389 | 1.6231 | 0.18038 |  | 8.389 | 1.6231 | 0.18038 |  | 1.3284 | 1.3284 | 1.3284 |  | 8.389 | 1.6231 | 0.18038 |  | 8.389 | 1.6231 | 0.18038 |  | 8.389 | 1.6231 | 0.18038
2440. Pseudo load coefficient by time band and network level (equalised)
Data sources:
x1 = 2436. Single rate non half hourly corrected pseudo timeband load coefficient
x2 = 2437. Multi rate non half hourly corrected pseudo timeband load coefficient
x3 = 2438. Off-peak non half hourly corrected pseudo timeband load coefficient
x4 = 2439. Aggregated half hourly corrected pseudo timeband load coefficient
x5 = 2414. Pseudo load coefficient by time band and network level
Combine tables = x1 or x2 or x3 or x4 or x5
| GSPs | Red | Amber | Green | 132kV | Red | Amber | Green | 132kV/EHV | Red | Amber | Green | EHV | Red | Amber | Green | EHV/HV | Red | Amber | Green | 132kV/HV | Red | Amber | Green | HV | Red | Amber | Green | HV/LV | Red | Amber | Green | LV circuits | Red | Amber | Green
Domestic Unrestricted |  | 13.9951 | 0.57221 | 0.040736 |  | 10.7771 | 1.2478 | 0.18984 |  | 10.7771 | 1.2478 | 0.18984 |  | 9.0888 | 1.7585 | 0.19543 |  | 9.0888 | 1.7585 | 0.19543 |  | 1.443 | 1.443 | 1.443 |  | 9.0888 | 1.7585 | 0.19543 |  | 9.0888 | 1.7585 | 0.19543 |  | 9.0888 | 1.7585 | 0.19543
Domestic Two Rate |  | 15.8353 | 0.64745 | 0.046092 |  | 12.1941 | 1.4119 | 0.2148 |  | 12.1941 | 1.4119 | 0.2148 |  | 10.2838 | 1.9897 | 0.22113 |  | 10.2838 | 1.9897 | 0.22113 |  | 1.6327 | 1.6327 | 1.6327 |  | 10.2838 | 1.9897 | 0.22113 |  | 10.2838 | 1.9897 | 0.22113 |  | 10.2838 | 1.9897 | 0.22113
Domestic Off Peak (related MPAN) |  | 9.6987 | 0.39655 | 0.02823 |  | 7.4686 | 0.86477 | 0.13156 |  | 7.4686 | 0.86477 | 0.13156 |  | 6.2986 | 1.2186 | 0.13544 |  | 6.2986 | 1.2186 | 0.13544 |  | 1 | 1 | 1 |  | 6.2986 | 1.2186 | 0.13544 |  | 6.2986 | 1.2186 | 0.13544 |  | 6.2986 | 1.2186 | 0.13544
Small Non Domestic Unrestricted |  | 13.0329 | 0.53287 | 0.037935 |  | 10.0357 | 1.162 | 0.17678 |  | 10.0357 | 1.162 | 0.17678 |  | 8.4631 | 1.6374 | 0.18198 |  | 8.4631 | 1.6374 | 0.18198 |  | 1.3442 | 1.3442 | 1.3442 |  | 8.4631 | 1.6374 | 0.18198 |  | 8.4631 | 1.6374 | 0.18198 |  | 8.4631 | 1.6374 | 0.18198
Small Non Domestic Two Rate |  | 12.6495 | 0.5172 | 0.036819 |  | 9.7405 | 1.1278 | 0.17158 |  | 9.7405 | 1.1278 | 0.17158 |  | 8.2141 | 1.5892 | 0.17662 |  | 8.2141 | 1.5892 | 0.17662 |  | 1.3047 | 1.3047 | 1.3047 |  | 8.2141 | 1.5892 | 0.17662 |  | 8.2141 | 1.5892 | 0.17662 |  | 8.2141 | 1.5892 | 0.17662
Small Non Domestic Off Peak (related MPAN) |  | 9.7526 | 0.39875 | 0.028387 |  | 7.5098 | 0.86953 | 0.13229 |  | 7.5098 | 0.86953 | 0.13229 |  | 6.333 | 1.2253 | 0.13617 |  | 6.333 | 1.2253 | 0.13617 |  | 1.0059 | 1.0059 | 1.0059 |  | 6.333 | 1.2253 | 0.13617 |  | 6.333 | 1.2253 | 0.13617 |  | 6.333 | 1.2253 | 0.13617
LV Medium Non-Domestic |  | 10.8127 | 0.4421 | 0.031472 |  | 8.3264 | 0.96409 | 0.14667 |  | 8.3264 | 0.96409 | 0.14667 |  | 7.022 | 1.3586 | 0.15099 |  | 7.022 | 1.3586 | 0.15099 |  | 1.1149 | 1.1149 | 1.1149 |  | 7.022 | 1.3586 | 0.15099 |  | 7.022 | 1.3586 | 0.15099 |  | 7.022 | 1.3586 | 0.15099
LV Sub Medium Non-Domestic |  | 28.3763 | 1.1602 | 0.082595 |  | 21.8515 | 2.5301 | 0.38492 |  | 21.8515 | 2.5301 | 0.38492 |  | 18.4283 | 3.5654 | 0.39625 |  | 18.4283 | 3.5654 | 0.39625 |  | 2.9258 | 2.9258 | 2.9258 |  | 18.4283 | 3.5654 | 0.39625 |  | 18.4283 | 3.5654 | 0.39625 |  | 18.4283 | 3.5654 | 0.39625
HV Medium Non-Domestic |  | 34.5904 | 1.4143 | 0.10068 |  | 26.6366 | 3.0842 | 0.46921 |  | 26.6366 | 3.0842 | 0.46921 |  | 22.4639 | 4.3462 | 0.48303 |  | 22.4639 | 4.3462 | 0.48303 |  | 3.5665 | 3.5665 | 3.5665 |  | 22.4639 | 4.3462 | 0.48303 |  | 22.4639 | 4.3462 | 0.48303 |  | 22.4639 | 4.3462 | 0.48303
LV Network Domestic |  | 14.1309 | 0.57776 | 0.041131 |  | 10.887 | 1.2606 | 0.19178 |  | 10.887 | 1.2606 | 0.19178 |  | 9.1815 | 1.7764 | 0.19742 |  | 9.1815 | 1.7764 | 0.19742 |  | 1.4659 | 1.4659 | 1.4659 |  | 9.1815 | 1.7764 | 0.19742 |  | 9.1815 | 1.7764 | 0.19742 |  | 9.1815 | 1.7764 | 0.19742
LV Network Non-Domestic Non-CT |  | 12.9215 | 0.52832 | 0.037611 |  | 9.9475 | 1.1518 | 0.17523 |  | 9.9475 | 1.1518 | 0.17523 |  | 8.389 | 1.6231 | 0.18038 |  | 8.389 | 1.6231 | 0.18038 |  | 1.3284 | 1.3284 | 1.3284 |  | 8.389 | 1.6231 | 0.18038 |  | 8.389 | 1.6231 | 0.18038 |  | 8.389 | 1.6231 | 0.18038
LV HH Metered |  | 11.5863 | 0.47373 | 0.033724 |  | 8.9222 | 1.0331 | 0.15717 |  | 8.9222 | 1.0331 | 0.15717 |  | 7.5245 | 1.4558 | 0.16179 |  | 7.5245 | 1.4558 | 0.16179 |  | 1.1946 | 1.1946 | 1.1946 |  | 7.5245 | 1.4558 | 0.16179 |  | 7.5245 | 1.4558 | 0.16179 |  | 7.5245 | 1.4558 | 0.16179
LV Sub HH Metered |  | 11.3658 | 0.46471 | 0.033082 |  | 8.7523 | 1.0134 | 0.15417 |  | 8.7523 | 1.0134 | 0.15417 |  | 7.3812 | 1.4281 | 0.15871 |  | 7.3812 | 1.4281 | 0.15871 |  | 1.1719 | 1.1719 | 1.1719 |  | 7.3812 | 1.4281 | 0.15871 |  | 7.3812 | 1.4281 | 0.15871 |  | 7.3812 | 1.4281 | 0.15871
HV HH Metered |  | 10.3107 | 0.42157 | 0.030011 |  | 7.9399 | 0.91933 | 0.13986 |  | 7.9399 | 0.91933 | 0.13986 |  | 6.6961 | 1.2955 | 0.14398 |  | 6.6961 | 1.2955 | 0.14398 |  | 1.0631 | 1.0631 | 1.0631 |  | 6.6961 | 1.2955 | 0.14398 |  | 6.6961 | 1.2955 | 0.14398 |  | 6.6961 | 1.2955 | 0.14398
LV Generation Non-Intermittent |  | -9.6986 | -0.39654 | -0.02823 |  | -7.4685 | -0.86475 | -0.13156 |  | -7.4685 | -0.86475 | -0.13156 |  | -6.2985 | -1.2186 | -0.13543 |  | -6.2985 | -1.2186 | -0.13543 |  | -1 | -1 | -1 |  | -6.2985 | -1.2186 | -0.13543 |  | -6.2985 | -1.2186 | -0.13543 |  | -6.2985 | -1.2186 | -0.13543
LV Generation Non-Intermittent no RP charge |  | -9.6986 | -0.39654 | -0.02823 |  | -7.4685 | -0.86475 | -0.13156 |  | -7.4685 | -0.86475 | -0.13156 |  | -6.2985 | -1.2186 | -0.13543 |  | -6.2985 | -1.2186 | -0.13543 |  | -1 | -1 | -1 |  | -6.2985 | -1.2186 | -0.13543 |  | -6.2985 | -1.2186 | -0.13543 |  | -6.2985 | -1.2186 | -0.13543
LV Sub Generation Non-Intermittent |  | -9.6986 | -0.39654 | -0.02823 |  | -7.4685 | -0.86475 | -0.13156 |  | -7.4685 | -0.86475 | -0.13156 |  | -6.2985 | -1.2186 | -0.13543 |  | -6.2985 | -1.2186 | -0.13543 |  | -1 | -1 | -1 |  | -6.2985 | -1.2186 | -0.13543 |  | -6.2985 | -1.2186 | -0.13543 |  | -6.2985 | -1.2186 | -0.13543
LV Sub Generation Non-Intermittent no RP charge |  | -9.6986 | -0.39654 | -0.02823 |  | -7.4685 | -0.86475 | -0.13156 |  | -7.4685 | -0.86475 | -0.13156 |  | -6.2985 | -1.2186 | -0.13543 |  | -6.2985 | -1.2186 | -0.13543 |  | -1 | -1 | -1 |  | -6.2985 | -1.2186 | -0.13543 |  | -6.2985 | -1.2186 | -0.13543 |  | -6.2985 | -1.2186 | -0.13543
HV Generation Non-Intermittent |  | -9.6986 | -0.39654 | -0.02823 |  | -7.4685 | -0.86475 | -0.13156 |  | -7.4685 | -0.86475 | -0.13156 |  | -6.2985 | -1.2186 | -0.13543 |  | -6.2985 | -1.2186 | -0.13543 |  | -1 | -1 | -1 |  | -6.2985 | -1.2186 | -0.13543 |  | -6.2985 | -1.2186 | -0.13543 |  | -6.2985 | -1.2186 | -0.13543
HV Generation Non-Intermittent no RP charge |  | -9.6986 | -0.39654 | -0.02823 |  | -7.4685 | -0.86475 | -0.13156 |  | -7.4685 | -0.86475 | -0.13156 |  | -6.2985 | -1.2186 | -0.13543 |  | -6.2985 | -1.2186 | -0.13543 |  | -1 | -1 | -1 |  | -6.2985 | -1.2186 | -0.13543 |  | -6.2985 | -1.2186 | -0.13543 |  | -6.2985 | -1.2186 | -0.13543
2441. Unit rate 1 pseudo load coefficient by network level
Data sources:
x1 = 2440. Pseudo load coefficient by time band and network level (equalised)
x2 = 2403. Split of rate 1 units between distribution time bands
Sum-product calculation =SUMPRODUCT(x1, x2)
| GSPs | 132kV | 132kV/EHV | EHV | EHV/HV | 132kV/HV | HV | HV/LV | LV circuits
Domestic Unrestricted | 1.9776 | 1.877 | 1.877 | 1.8369 | 1.8369 | 1.443 | 1.8369 | 1.8369 | 1.8369
Domestic Two Rate | 2.4426 | 2.297 | 2.297 | 2.242 | 2.242 | 1.6327 | 2.242 | 2.242 | 2.242
Domestic Off Peak (related MPAN) | 0.11845 | 0.24306 | 0.24306 | 0.27343 | 0.27343 | 1 | 0.27343 | 0.27343 | 0.27343
Small Non Domestic Unrestricted | 1.68 | 1.6926 | 1.6926 | 1.7333 | 1.7333 | 1.3442 | 1.7333 | 1.7333 | 1.7333
Small Non Domestic Two Rate | 1.8333 | 1.8067 | 1.8067 | 1.8303 | 1.8303 | 1.3047 | 1.8303 | 1.8303 | 1.8303
Small Non Domestic Off Peak (related MPAN) | 0.064997 | 0.18411 | 0.18411 | 0.20447 | 0.20447 | 1.0059 | 0.20447 | 0.20447 | 0.20447
LV Medium Non-Domestic | 1.6906 | 1.6488 | 1.6488 | 1.6633 | 1.6633 | 1.1149 | 1.6633 | 1.6633 | 1.6633
LV Sub Medium Non-Domestic | 4.3966 | 4.2952 | 4.2952 | 4.3371 | 4.3371 | 2.9258 | 4.3371 | 4.3371 | 4.3371
HV Medium Non-Domestic | 5.3326 | 5.2268 | 5.2268 | 5.2911 | 5.2911 | 3.5665 | 5.2911 | 5.2911 | 5.2911
LV Network Domestic | 14.1309 | 10.887 | 10.887 | 9.1815 | 9.1815 | 1.4659 | 9.1815 | 9.1815 | 9.1815
LV Network Non-Domestic Non-CT | 12.9215 | 9.9475 | 9.9475 | 8.389 | 8.389 | 1.3284 | 8.389 | 8.389 | 8.389
LV HH Metered | 11.5863 | 8.9222 | 8.9222 | 7.5245 | 7.5245 | 1.1946 | 7.5245 | 7.5245 | 7.5245
LV Sub HH Metered | 11.3658 | 8.7523 | 8.7523 | 7.3812 | 7.3812 | 1.1719 | 7.3812 | 7.3812 | 7.3812
HV HH Metered | 10.3107 | 7.9399 | 7.9399 | 6.6961 | 6.6961 | 1.0631 | 6.6961 | 6.6961 | 6.6961
LV Generation Non-Intermittent | -9.6986 | -7.4685 | -7.4685 | -6.2985 | -6.2985 | -1 | -6.2985 | -6.2985 | -6.2985
LV Generation Non-Intermittent no RP charge | -9.6986 | -7.4685 | -7.4685 | -6.2985 | -6.2985 | -1 | -6.2985 | -6.2985 | -6.2985
LV Sub Generation Non-Intermittent | -9.6986 | -7.4685 | -7.4685 | -6.2985 | -6.2985 | -1 | -6.2985 | -6.2985 | -6.2985
LV Sub Generation Non-Intermittent no RP charge | -9.6986 | -7.4685 | -7.4685 | -6.2985 | -6.2985 | -1 | -6.2985 | -6.2985 | -6.2985
HV Generation Non-Intermittent | -9.6986 | -7.4685 | -7.4685 | -6.2985 | -6.2985 | -1 | -6.2985 | -6.2985 | -6.2985
HV Generation Non-Intermittent no RP charge | -9.6986 | -7.4685 | -7.4685 | -6.2985 | -6.2985 | -1 | -6.2985 | -6.2985 | -6.2985
2442. Unit rate 2 pseudo load coefficient by network level
Data sources:
x1 = 2440. Pseudo load coefficient by time band and network level (equalised)
x2 = 2405. Split of rate 2 units between distribution time bands
Sum-product calculation =SUMPRODUCT(x1, x2)
| GSPs | 132kV | 132kV/EHV | EHV | EHV/HV | 132kV/HV | HV | HV/LV | LV circuits
Domestic Two Rate | 0.046092 | 0.2148 | 0.2148 | 0.22113 | 0.22113 | 1.6327 | 0.22113 | 0.22113 | 0.22113
Small Non Domestic Two Rate | 0.036819 | 0.17158 | 0.17158 | 0.17662 | 0.17662 | 1.3047 | 0.17662 | 0.17662 | 0.17662
LV Medium Non-Domestic | 0.031472 | 0.14667 | 0.14667 | 0.15099 | 0.15099 | 1.1149 | 0.15099 | 0.15099 | 0.15099
LV Sub Medium Non-Domestic | 0.082595 | 0.38492 | 0.38492 | 0.39625 | 0.39625 | 2.9258 | 0.39625 | 0.39625 | 0.39625
HV Medium Non-Domestic | 0.10068 | 0.46921 | 0.46921 | 0.48303 | 0.48303 | 3.5665 | 0.48303 | 0.48303 | 0.48303
LV Network Domestic | 0.57776 | 1.2606 | 1.2606 | 1.7764 | 1.7764 | 1.4659 | 1.7764 | 1.7764 | 1.7764
LV Network Non-Domestic Non-CT | 0.52832 | 1.1518 | 1.1518 | 1.6231 | 1.6231 | 1.3284 | 1.6231 | 1.6231 | 1.6231
LV HH Metered | 0.47373 | 1.0331 | 1.0331 | 1.4558 | 1.4558 | 1.1946 | 1.4558 | 1.4558 | 1.4558
LV Sub HH Metered | 0.46471 | 1.0134 | 1.0134 | 1.4281 | 1.4281 | 1.1719 | 1.4281 | 1.4281 | 1.4281
HV HH Metered | 0.42157 | 0.91933 | 0.91933 | 1.2955 | 1.2955 | 1.0631 | 1.2955 | 1.2955 | 1.2955
LV Generation Non-Intermittent | -0.39654 | -0.86475 | -0.86475 | -1.2186 | -1.2186 | -1 | -1.2186 | -1.2186 | -1.2186
LV Generation Non-Intermittent no RP charge | -0.39654 | -0.86475 | -0.86475 | -1.2186 | -1.2186 | -1 | -1.2186 | -1.2186 | -1.2186
LV Sub Generation Non-Intermittent | -0.39654 | -0.86475 | -0.86475 | -1.2186 | -1.2186 | -1 | -1.2186 | -1.2186 | -1.2186
LV Sub Generation Non-Intermittent no RP charge | -0.39654 | -0.86475 | -0.86475 | -1.2186 | -1.2186 | -1 | -1.2186 | -1.2186 | -1.2186
HV Generation Non-Intermittent | -0.39654 | -0.86475 | -0.86475 | -1.2186 | -1.2186 | -1 | -1.2186 | -1.2186 | -1.2186
HV Generation Non-Intermittent no RP charge | -0.39654 | -0.86475 | -0.86475 | -1.2186 | -1.2186 | -1 | -1.2186 | -1.2186 | -1.2186
2443. Unit rate 3 pseudo load coefficient by network level
Data sources:
x1 = 2440. Pseudo load coefficient by time band and network level (equalised)
x2 = 2406. Split of rate 3 units between distribution time bands (default)
Sum-product calculation =SUMPRODUCT(x1, x2)
| GSPs | 132kV | 132kV/EHV | EHV | EHV/HV | 132kV/HV | HV | HV/LV | LV circuits
LV Network Domestic | 0.041131 | 0.19178 | 0.19178 | 0.19742 | 0.19742 | 1.4659 | 0.19742 | 0.19742 | 0.19742
LV Network Non-Domestic Non-CT | 0.037611 | 0.17523 | 0.17523 | 0.18038 | 0.18038 | 1.3284 | 0.18038 | 0.18038 | 0.18038
LV HH Metered | 0.033724 | 0.15717 | 0.15717 | 0.16179 | 0.16179 | 1.1946 | 0.16179 | 0.16179 | 0.16179
LV Sub HH Metered | 0.033082 | 0.15417 | 0.15417 | 0.15871 | 0.15871 | 1.1719 | 0.15871 | 0.15871 | 0.15871
HV HH Metered | 0.030011 | 0.13986 | 0.13986 | 0.14398 | 0.14398 | 1.0631 | 0.14398 | 0.14398 | 0.14398
LV Generation Non-Intermittent | -0.02823 | -0.13156 | -0.13156 | -0.13543 | -0.13543 | -1 | -0.13543 | -0.13543 | -0.13543
LV Generation Non-Intermittent no RP charge | -0.02823 | -0.13156 | -0.13156 | -0.13543 | -0.13543 | -1 | -0.13543 | -0.13543 | -0.13543
LV Sub Generation Non-Intermittent | -0.02823 | -0.13156 | -0.13156 | -0.13543 | -0.13543 | -1 | -0.13543 | -0.13543 | -0.13543
LV Sub Generation Non-Intermittent no RP charge | -0.02823 | -0.13156 | -0.13156 | -0.13543 | -0.13543 | -1 | -0.13543 | -0.13543 | -0.13543
HV Generation Non-Intermittent | -0.02823 | -0.13156 | -0.13156 | -0.13543 | -0.13543 | -1 | -0.13543 | -0.13543 | -0.13543
HV Generation Non-Intermittent no RP charge | -0.02823 | -0.13156 | -0.13156 | -0.13543 | -0.13543 | -1 | -0.13543 | -0.13543 | -0.13543
2444. Adjust annual hours by special distribution time band to match days in year
Data sources:
x1 = 1066. Typical annual hours by special distribution time band
x2 = 1010. Days in the charging year (in Financial and general assumptions)
x3 = Total hours in the year according to special time band hours input data (in Adjust annual hours by special distribution time band to match days in year)
Kind: | Cell summation | Calculation
Formula: | =SUM(x1) | =x1*24*x2/x3
Annual hours by special distribution time band (reconciled to days in year)
| Hours aggregate | Black | Yellow | Green
Adjust annual hours by special distribution time band to match days in year | 8784 | 258 | 3067 | 5459
2445. Normalisation of split of rate 1 units by special time band
Data sources:
x1 = 1064. Average split of rate 1 units by special distribution time band
x2 = Total split (in Normalisation of split of rate 1 units by special time band)
x3 = 2444. Annual hours by special distribution time band (reconciled to days in year) (in Adjust annual hours by special distribution time band to match days in year)
x4 = 1010. Days in the charging year (in Financial and general assumptions)
Kind: | Cell summation | Calculation
Formula: | =SUM(x1) | =IF(x2,x1/x2,x3/x4/24)
Normalised split of rate 1 units by special distribution time band
| Total split | Black | Yellow | Green
NHH UMS category A | 100% | 2.92% | 34.91% | 62.17%
NHH UMS category B | 100% | 4.943% | 8.382% | 86.68%
NHH UMS category C | 100% | 9.518% | 16.47% | 74.02%
NHH UMS category D | 100% | 1.654% | 56.82% | 41.53%
2446. Split of rate 1 units between special distribution time bands
Data sources:
x1 = 2445. Normalised split of rate 1 units by special distribution time band (in Normalisation of split of rate 1 units by special time band)
x2 = Split of rate 1 units between special distribution time bands (default)
Combine tables = x1 or x2
| Black | Yellow | Green
NHH UMS category A | 2.92% | 34.91% | 62.17%
NHH UMS category B | 4.943% | 8.382% | 86.68%
NHH UMS category C | 9.518% | 16.47% | 74.02%
NHH UMS category D | 1.654% | 56.82% | 41.53%
LV UMS (Pseudo HH Metered) | 100% | 0% | 0%
2447. Split of rate 2 units between special distribution time bands (default)
| Black | Yellow | Green
LV UMS (Pseudo HH Metered) | 0% | 100% | 0%
2448. Split of rate 3 units between special distribution time bands (default)
| Black | Yellow | Green
LV UMS (Pseudo HH Metered) | 0% | 0% | 100%
2449. Calculation of implied special load coefficients for one-rate users
Data sources:
x1 = 2407. All units (MWh)
x2 = 2305. Rate 1 units (MWh) (in Equivalent volume for each end user)
x3 = 2446. Split of rate 1 units between special distribution time bands
x4 = 2444. Annual hours by special distribution time band (reconciled to days in year) (in Adjust annual hours by special distribution time band to match days in year)
x5 = Use of special distribution time bands by units in demand forecast for one-rate tariffs (in Calculation of implied special load coefficients for one-rate users)
x6 = 1010. Days in the charging year (in Financial and general assumptions)
Kind: | Calculation |  |  | Calculation
Formula: | =IF(x1>0,(x2*x3)/x1,0) |  |  | =IF(x4>0,x5*x6*24/x4,0)
Use of special distribution time bands by units in demand forecast for one-rate tariffs
| Black | Yellow | Green | Peak band special load coefficient for one-rate tariffs
NHH UMS category A | 2.92% | 34.91% | 62.17% | 0.99406
NHH UMS category B | 4.943% | 8.382% | 86.68% | 1.6828
NHH UMS category C | 9.518% | 16.47% | 74.02% | 3.2407
NHH UMS category D | 1.654% | 56.82% | 41.53% | 0.56329
2450. Calculation of implied special load coefficients for three-rate users
Data sources:
x1 = 2407. All units (MWh)
x2 = 2305. Rate 1 units (MWh) (in Equivalent volume for each end user)
x3 = 2446. Split of rate 1 units between special distribution time bands
x4 = 2305. Rate 2 units (MWh) (in Equivalent volume for each end user)
x5 = 2447. Split of rate 2 units between special distribution time bands (default)
x6 = 2305. Rate 3 units (MWh) (in Equivalent volume for each end user)
x7 = 2448. Split of rate 3 units between special distribution time bands (default)
x8 = 2444. Annual hours by special distribution time band (reconciled to days in year) (in Adjust annual hours by special distribution time band to match days in year)
x9 = Use of special distribution time bands by units in demand forecast for three-rate tariffs (in Calculation of implied special load coefficients for three-rate users)
x10 = 1010. Days in the charging year (in Financial and general assumptions)
Kind: | Calculation |  |  | Calculation
Formula: | =IF(x1>0,(x2*x3+x4*x5+x6*x7)/x1,0) |  |  | =IF(x8>0,x9*x10*24/x8,0)
Use of special distribution time bands by units in demand forecast for three-rate tariffs
| Black | Yellow | Green | Peak band special load coefficient for three-rate tariffs
LV UMS (Pseudo HH Metered) | 4.892% | 13.15% | 81.96% | 1.6657
2451. Estimated contributions to peak demand
Data sources:
x1 = 2449. Peak band special load coefficient for one-rate tariffs (in Calculation of implied special load coefficients for one-rate users)
x2 = 2450. Peak band special load coefficient for three-rate tariffs (in Calculation of implied special load coefficients for three-rate users)
x3 = Peak band special load coefficient (in Estimated contributions to peak demand)
x4 = 2407. All units (MWh)
x5 = 1010. Days in the charging year (in Financial and general assumptions)
x6 = 2302. Load coefficient
Kind: | Combine tables | Calculation | Calculation
Formula: | = x1 or x2 | =x3*x4/24/x5*1000 | =x6*x4/24/x5*1000
| Peak band special load coefficient | Contribution to peak band kW | Contribution to system-peak-time kW
NHH UMS category A | 0.99406 | 1976.6297 | 1988.4332
NHH UMS category B | 1.6828 | 1785.905 | 2243.1982
NHH UMS category C | 3.2407 | 151.723 | 181.5929
NHH UMS category D | 0.56329 | 0.0032965 | 0
LV UMS (Pseudo HH Metered) | 1.6657 | 40932.9708 | 50716.8265
2452. Load coefficient correction factor for the group
Data sources:
x1 = 2451. Contribution to peak band kW (in Estimated contributions to peak demand)
x2 = 2451. Contribution to system-peak-time kW (in Estimated contributions to peak demand)
Calculation =IF(SUM(x1),SUM(x2)/SUM(x1),0)
Load coefficient correction factor for the group
Load coefficient correction factor for the group | 1.2293
2453. Calculation of special peaking probabilities
Data sources:
x1 = 2412. Normalised peaking probabilities (in Normalisation of peaking probabilities)
x2 = 1069. Black peaking probabilities (in Peaking probabilities by network level)
x3 = Amber peaking probabilities (in Calculation of special peaking probabilities)
x4 = Red peaking probabilities (in Calculation of special peaking probabilities)
x5 = 2412. Total probability (should be 100%) (in Normalisation of peaking probabilities)
x6 = Yellow peaking probabilities (in Calculation of special peaking probabilities)
x7 = Green peaking probabilities (in Calculation of special peaking probabilities)
Kind: | Copy cells | Copy cells | Copy cells | Calculation | Calculation
Formula: | =x1 | =x1 | =x1 | =IF(x2,MAX(0,x3+x4-x2),IF(x5,1/0,0)) | =1-x6-x7
| Red peaking probabilities | Amber peaking probabilities | Green peaking probabilities | Yellow peaking probabilities | Black peaking probabilities
GSPs | 86.78% | 11.46% | 1.754% | 13.04% | 85.2%
132kV | 66.83% | 25% | 8.176% | 28.33% | 63.49%
132kV/EHV | 66.83% | 25% | 8.176% | 28.33% | 63.49%
EHV | 56.36% | 35.22% | 8.417% | 38.82% | 52.76%
EHV/HV | 56.36% | 35.22% | 8.417% | 38.82% | 52.76%
132kV/HV | 8.948% | 28.9% | 62.15% | 0% | 37.85%
HV | 56.36% | 35.22% | 8.417% | 38.82% | 52.76%
HV/LV | 56.36% | 35.22% | 8.417% | 38.82% | 52.76%
LV circuits | 56.36% | 35.22% | 8.417% | 38.82% | 52.76%
2454. Special peaking probabilities by network level
Data sources:
x1 = 2453. Green peaking probabilities (in Calculation of special peaking probabilities)
x2 = 2453. Yellow peaking probabilities (in Calculation of special peaking probabilities)
x3 = 2453. Black peaking probabilities (in Calculation of special peaking probabilities)
Combine tables = x1 or x2 or x3
| Black | Yellow | Green
GSPs | 85.2% | 13.04% | 1.754%
132kV | 63.49% | 28.33% | 8.176%
132kV/EHV | 63.49% | 28.33% | 8.176%
EHV | 52.76% | 38.82% | 8.417%
EHV/HV | 52.76% | 38.82% | 8.417%
132kV/HV | 37.85% | 0% | 62.15%
HV | 52.76% | 38.82% | 8.417%
HV/LV | 52.76% | 38.82% | 8.417%
LV circuits | 52.76% | 38.82% | 8.417%
2455. Special peaking probabilities by network level (reshaped)
Data sources:
x1 = 2454. Special peaking probabilities by network level
Reshape table = x1
| GSPs | Black | Yellow | Green | 132kV | Black | Yellow | Green | 132kV/EHV | Black | Yellow | Green | EHV | Black | Yellow | Green | EHV/HV | Black | Yellow | Green | 132kV/HV | Black | Yellow | Green | HV | Black | Yellow | Green | HV/LV | Black | Yellow | Green | LV circuits | Black | Yellow | Green
Probability of peak within timeband |  | 85.2% | 13.04% | 1.754% |  | 63.49% | 28.33% | 8.176% |  | 63.49% | 28.33% | 8.176% |  | 52.76% | 38.82% | 8.417% |  | 52.76% | 38.82% | 8.417% |  | 37.85% | 0% | 62.15% |  | 52.76% | 38.82% | 8.417% |  | 52.76% | 38.82% | 8.417% |  | 52.76% | 38.82% | 8.417%
2456. Pseudo load coefficient by special time band and network level
Data sources:
x1 = 2444. Annual hours by special distribution time band (reconciled to days in year) (in Adjust annual hours by special distribution time band to match days in year)
x2 = 2452. Load coefficient correction factor for the group
x3 = 2455. Special peaking probabilities by network level (reshaped)
x4 = 1010. Days in the charging year (in Financial and general assumptions)
Calculation =IF(x1>0,x2*x3*24*x4/x1,0)
| GSPs | Black | Yellow | Green | 132kV | Black | Yellow | Green | 132kV/EHV | Black | Yellow | Green | EHV | Black | Yellow | Green | EHV/HV | Black | Yellow | Green | 132kV/HV | Black | Yellow | Green | HV | Black | Yellow | Green | HV/LV | Black | Yellow | Green | LV circuits | Black | Yellow | Green
Pseudo load coefficient by special time band and network level |  | 35.6606 | 0.45913 | 0.034702 |  | 26.5723 | 0.99757 | 0.16172 |  | 26.5723 | 0.99757 | 0.16172 |  | 22.0832 | 1.3667 | 0.16649 |  | 22.0832 | 1.3667 | 0.16649 |  | 15.8425 | 0 | 1.2293 |  | 22.0832 | 1.3667 | 0.16649 |  | 22.0832 | 1.3667 | 0.16649 |  | 22.0832 | 1.3667 | 0.16649
2457. Unit rate 1 pseudo load coefficient by network level (special)
Data sources:
x1 = 2456. Pseudo load coefficient by special time band and network level
x2 = 2446. Split of rate 1 units between special distribution time bands
Sum-product calculation =SUMPRODUCT(x1, x2)
| GSPs | 132kV | 132kV/EHV | EHV | EHV/HV | 132kV/HV | HV | HV/LV | LV circuits
NHH UMS category A | 1.2231 | 1.2247 | 1.2247 | 1.2255 | 1.2255 | 1.2267 | 1.2255 | 1.2255 | 1.2255
NHH UMS category B | 1.8311 | 1.5371 | 1.5371 | 1.3503 | 1.3503 | 1.8485 | 1.3503 | 1.3503 | 1.3503
NHH UMS category C | 3.4956 | 2.8132 | 2.8132 | 2.4503 | 2.4503 | 2.4178 | 2.4503 | 2.4503 | 2.4503
NHH UMS category D | 0.86527 | 1.0736 | 1.0736 | 1.211 | 1.211 | 0.77262 | 1.211 | 1.211 | 1.211
LV UMS (Pseudo HH Metered) | 35.6606 | 26.5723 | 26.5723 | 22.0832 | 22.0832 | 15.8425 | 22.0832 | 22.0832 | 22.0832
2458. Unit rate 2 pseudo load coefficient by network level (special)
Data sources:
x1 = 2456. Pseudo load coefficient by special time band and network level
x2 = 2447. Split of rate 2 units between special distribution time bands (default)
Sum-product calculation =SUMPRODUCT(x1, x2)
| GSPs | 132kV | 132kV/EHV | EHV | EHV/HV | 132kV/HV | HV | HV/LV | LV circuits
LV UMS (Pseudo HH Metered) | 0.45913 | 0.99757 | 0.99757 | 1.3667 | 1.3667 | 0 | 1.3667 | 1.3667 | 1.3667
2459. Unit rate 3 pseudo load coefficient by network level (special)
Data sources:
x1 = 2456. Pseudo load coefficient by special time band and network level
x2 = 2448. Split of rate 3 units between special distribution time bands (default)
Sum-product calculation =SUMPRODUCT(x1, x2)
| GSPs | 132kV | 132kV/EHV | EHV | EHV/HV | 132kV/HV | HV | HV/LV | LV circuits
LV UMS (Pseudo HH Metered) | 0.034702 | 0.16172 | 0.16172 | 0.16649 | 0.16649 | 1.2293 | 0.16649 | 0.16649 | 0.16649
2460. Unit rate 1 pseudo load coefficient by network level (combined)
Data sources:
x1 = 2441. Unit rate 1 pseudo load coefficient by network level
x2 = 2457. Unit rate 1 pseudo load coefficient by network level (special)
Combine tables = x1 or x2
| GSPs | 132kV | 132kV/EHV | EHV | EHV/HV | 132kV/HV | HV | HV/LV | LV circuits
Domestic Unrestricted | 1.9776 | 1.877 | 1.877 | 1.8369 | 1.8369 | 1.443 | 1.8369 | 1.8369 | 1.8369
Domestic Two Rate | 2.4426 | 2.297 | 2.297 | 2.242 | 2.242 | 1.6327 | 2.242 | 2.242 | 2.242
Domestic Off Peak (related MPAN) | 0.11845 | 0.24306 | 0.24306 | 0.27343 | 0.27343 | 1 | 0.27343 | 0.27343 | 0.27343
Small Non Domestic Unrestricted | 1.68 | 1.6926 | 1.6926 | 1.7333 | 1.7333 | 1.3442 | 1.7333 | 1.7333 | 1.7333
Small Non Domestic Two Rate | 1.8333 | 1.8067 | 1.8067 | 1.8303 | 1.8303 | 1.3047 | 1.8303 | 1.8303 | 1.8303
Small Non Domestic Off Peak (related MPAN) | 0.064997 | 0.18411 | 0.18411 | 0.20447 | 0.20447 | 1.0059 | 0.20447 | 0.20447 | 0.20447
LV Medium Non-Domestic | 1.6906 | 1.6488 | 1.6488 | 1.6633 | 1.6633 | 1.1149 | 1.6633 | 1.6633 | 1.6633
LV Sub Medium Non-Domestic | 4.3966 | 4.2952 | 4.2952 | 4.3371 | 4.3371 | 2.9258 | 4.3371 | 4.3371 | 4.3371
HV Medium Non-Domestic | 5.3326 | 5.2268 | 5.2268 | 5.2911 | 5.2911 | 3.5665 | 5.2911 | 5.2911 | 5.2911
LV Network Domestic | 14.1309 | 10.887 | 10.887 | 9.1815 | 9.1815 | 1.4659 | 9.1815 | 9.1815 | 9.1815
LV Network Non-Domestic Non-CT | 12.9215 | 9.9475 | 9.9475 | 8.389 | 8.389 | 1.3284 | 8.389 | 8.389 | 8.389
LV HH Metered | 11.5863 | 8.9222 | 8.9222 | 7.5245 | 7.5245 | 1.1946 | 7.5245 | 7.5245 | 7.5245
LV Sub HH Metered | 11.3658 | 8.7523 | 8.7523 | 7.3812 | 7.3812 | 1.1719 | 7.3812 | 7.3812 | 7.3812
HV HH Metered | 10.3107 | 7.9399 | 7.9399 | 6.6961 | 6.6961 | 1.0631 | 6.6961 | 6.6961 | 6.6961
NHH UMS category A | 1.2231 | 1.2247 | 1.2247 | 1.2255 | 1.2255 | 1.2267 | 1.2255 | 1.2255 | 1.2255
NHH UMS category B | 1.8311 | 1.5371 | 1.5371 | 1.3503 | 1.3503 | 1.8485 | 1.3503 | 1.3503 | 1.3503
NHH UMS category C | 3.4956 | 2.8132 | 2.8132 | 2.4503 | 2.4503 | 2.4178 | 2.4503 | 2.4503 | 2.4503
NHH UMS category D | 0.86527 | 1.0736 | 1.0736 | 1.211 | 1.211 | 0.77262 | 1.211 | 1.211 | 1.211
LV UMS (Pseudo HH Metered) | 35.6606 | 26.5723 | 26.5723 | 22.0832 | 22.0832 | 15.8425 | 22.0832 | 22.0832 | 22.0832
LV Generation Non-Intermittent | -9.6986 | -7.4685 | -7.4685 | -6.2985 | -6.2985 | -1 | -6.2985 | -6.2985 | -6.2985
LV Generation Non-Intermittent no RP charge | -9.6986 | -7.4685 | -7.4685 | -6.2985 | -6.2985 | -1 | -6.2985 | -6.2985 | -6.2985
LV Sub Generation Non-Intermittent | -9.6986 | -7.4685 | -7.4685 | -6.2985 | -6.2985 | -1 | -6.2985 | -6.2985 | -6.2985
LV Sub Generation Non-Intermittent no RP charge | -9.6986 | -7.4685 | -7.4685 | -6.2985 | -6.2985 | -1 | -6.2985 | -6.2985 | -6.2985
HV Generation Non-Intermittent | -9.6986 | -7.4685 | -7.4685 | -6.2985 | -6.2985 | -1 | -6.2985 | -6.2985 | -6.2985
HV Generation Non-Intermittent no RP charge | -9.6986 | -7.4685 | -7.4685 | -6.2985 | -6.2985 | -1 | -6.2985 | -6.2985 | -6.2985
2461. Unit rate 2 pseudo load coefficient by network level (combined)
Data sources:
x1 = 2442. Unit rate 2 pseudo load coefficient by network level
x2 = 2458. Unit rate 2 pseudo load coefficient by network level (special)
Combine tables = x1 or x2
| GSPs | 132kV | 132kV/EHV | EHV | EHV/HV | 132kV/HV | HV | HV/LV | LV circuits
Domestic Two Rate | 0.046092 | 0.2148 | 0.2148 | 0.22113 | 0.22113 | 1.6327 | 0.22113 | 0.22113 | 0.22113
Small Non Domestic Two Rate | 0.036819 | 0.17158 | 0.17158 | 0.17662 | 0.17662 | 1.3047 | 0.17662 | 0.17662 | 0.17662
LV Medium Non-Domestic | 0.031472 | 0.14667 | 0.14667 | 0.15099 | 0.15099 | 1.1149 | 0.15099 | 0.15099 | 0.15099
LV Sub Medium Non-Domestic | 0.082595 | 0.38492 | 0.38492 | 0.39625 | 0.39625 | 2.9258 | 0.39625 | 0.39625 | 0.39625
HV Medium Non-Domestic | 0.10068 | 0.46921 | 0.46921 | 0.48303 | 0.48303 | 3.5665 | 0.48303 | 0.48303 | 0.48303
LV Network Domestic | 0.57776 | 1.2606 | 1.2606 | 1.7764 | 1.7764 | 1.4659 | 1.7764 | 1.7764 | 1.7764
LV Network Non-Domestic Non-CT | 0.52832 | 1.1518 | 1.1518 | 1.6231 | 1.6231 | 1.3284 | 1.6231 | 1.6231 | 1.6231
LV HH Metered | 0.47373 | 1.0331 | 1.0331 | 1.4558 | 1.4558 | 1.1946 | 1.4558 | 1.4558 | 1.4558
LV Sub HH Metered | 0.46471 | 1.0134 | 1.0134 | 1.4281 | 1.4281 | 1.1719 | 1.4281 | 1.4281 | 1.4281
HV HH Metered | 0.42157 | 0.91933 | 0.91933 | 1.2955 | 1.2955 | 1.0631 | 1.2955 | 1.2955 | 1.2955
LV UMS (Pseudo HH Metered) | 0.45913 | 0.99757 | 0.99757 | 1.3667 | 1.3667 | 0 | 1.3667 | 1.3667 | 1.3667
LV Generation Non-Intermittent | -0.39654 | -0.86475 | -0.86475 | -1.2186 | -1.2186 | -1 | -1.2186 | -1.2186 | -1.2186
LV Generation Non-Intermittent no RP charge | -0.39654 | -0.86475 | -0.86475 | -1.2186 | -1.2186 | -1 | -1.2186 | -1.2186 | -1.2186
LV Sub Generation Non-Intermittent | -0.39654 | -0.86475 | -0.86475 | -1.2186 | -1.2186 | -1 | -1.2186 | -1.2186 | -1.2186
LV Sub Generation Non-Intermittent no RP charge | -0.39654 | -0.86475 | -0.86475 | -1.2186 | -1.2186 | -1 | -1.2186 | -1.2186 | -1.2186
HV Generation Non-Intermittent | -0.39654 | -0.86475 | -0.86475 | -1.2186 | -1.2186 | -1 | -1.2186 | -1.2186 | -1.2186
HV Generation Non-Intermittent no RP charge | -0.39654 | -0.86475 | -0.86475 | -1.2186 | -1.2186 | -1 | -1.2186 | -1.2186 | -1.2186
2462. Unit rate 3 pseudo load coefficient by network level (combined)
Data sources:
x1 = 2443. Unit rate 3 pseudo load coefficient by network level
x2 = 2459. Unit rate 3 pseudo load coefficient by network level (special)
Combine tables = x1 or x2
| GSPs | 132kV | 132kV/EHV | EHV | EHV/HV | 132kV/HV | HV | HV/LV | LV circuits
LV Network Domestic | 0.041131 | 0.19178 | 0.19178 | 0.19742 | 0.19742 | 1.4659 | 0.19742 | 0.19742 | 0.19742
LV Network Non-Domestic Non-CT | 0.037611 | 0.17523 | 0.17523 | 0.18038 | 0.18038 | 1.3284 | 0.18038 | 0.18038 | 0.18038
LV HH Metered | 0.033724 | 0.15717 | 0.15717 | 0.16179 | 0.16179 | 1.1946 | 0.16179 | 0.16179 | 0.16179
LV Sub HH Metered | 0.033082 | 0.15417 | 0.15417 | 0.15871 | 0.15871 | 1.1719 | 0.15871 | 0.15871 | 0.15871
HV HH Metered | 0.030011 | 0.13986 | 0.13986 | 0.14398 | 0.14398 | 1.0631 | 0.14398 | 0.14398 | 0.14398
LV UMS (Pseudo HH Metered) | 0.034702 | 0.16172 | 0.16172 | 0.16649 | 0.16649 | 1.2293 | 0.16649 | 0.16649 | 0.16649
LV Generation Non-Intermittent | -0.02823 | -0.13156 | -0.13156 | -0.13543 | -0.13543 | -1 | -0.13543 | -0.13543 | -0.13543
LV Generation Non-Intermittent no RP charge | -0.02823 | -0.13156 | -0.13156 | -0.13543 | -0.13543 | -1 | -0.13543 | -0.13543 | -0.13543
LV Sub Generation Non-Intermittent | -0.02823 | -0.13156 | -0.13156 | -0.13543 | -0.13543 | -1 | -0.13543 | -0.13543 | -0.13543
LV Sub Generation Non-Intermittent no RP charge | -0.02823 | -0.13156 | -0.13156 | -0.13543 | -0.13543 | -1 | -0.13543 | -0.13543 | -0.13543
HV Generation Non-Intermittent | -0.02823 | -0.13156 | -0.13156 | -0.13543 | -0.13543 | -1 | -0.13543 | -0.13543 | -0.13543
HV Generation Non-Intermittent no RP charge | -0.02823 | -0.13156 | -0.13156 | -0.13543 | -0.13543 | -1 | -0.13543 | -0.13543 | -0.13543

## SMD
Forecast simultaneous maximum load for Electricity North West in 2019/20 (Version 1)
2501. Contributions of users on one-rate multi tariffs to system simultaneous maximum load by network level (kW)
Data sources:
x1 = 2305. Rate 1 units (MWh) (in Equivalent volume for each end user)
x2 = 2460. Unit rate 1 pseudo load coefficient by network level (combined)
x3 = 2012. Loss adjustment factors between end user meter reading and each network level, scaled by network use
x4 = 1010. Days in the charging year (in Financial and general assumptions)
Calculation =(x1*x2)*x3/(24*x4)*1000
| GSPs | 132kV | 132kV/EHV | EHV | EHV/HV | 132kV/HV | HV | HV/LV | LV circuits
Domestic Unrestricted | 1632106.3677 | 1533691.7304 | 1526168.3422 | 1484157.8816 | 1476148.7666 | 0 | 1458575.2186 | 1439387.2013 | 1368734.082
Domestic Off Peak (related MPAN) | 213.2644 | 433.2649 | 431.1396 | 481.9701 | 479.3692 | 0 | 473.6623 | 467.4311 | 444.487
Small Non Domestic Unrestricted | 318057.4568 | 317257.1721 | 315700.8953 | 321265.5849 | 319531.9061 | 0 | 315727.8794 | 311574.3796 | 296280.5783
Small Non Domestic Off Peak (related MPAN) | 165.8952 | 465.2371 | 462.9549 | 510.9314 | 508.1742 | 0 | 502.1244 | 495.5188 | 471.196
NHH UMS category A | 2693.5762 | 2670.271 | 2657.1722 | 2642.218 | 2627.9595 | 0 | 2596.6736 | 2562.5136 | 2436.7312
NHH UMS category B | 2152.3618 | 1788.8406 | 1780.0656 | 1553.9501 | 1545.5644 | 0 | 1527.1644 | 1507.0741 | 1433.0985
NHH UMS category C | 181.2609 | 144.4248 | 143.7163 | 124.3896 | 123.7183 | 0 | 122.2455 | 120.6373 | 114.7157
NHH UMS category D | 0.0056084 | 0.0068894 | 0.0068556 | 0.0076848 | 0.0076434 | 0 | 0.0075524 | 0.007453 | 0.0070872
2502. Contributions of users on two-rate multi tariffs to system simultaneous maximum load by network level (kW)
Data sources:
x1 = 2305. Rate 1 units (MWh) (in Equivalent volume for each end user)
x2 = 2460. Unit rate 1 pseudo load coefficient by network level (combined)
x3 = 2305. Rate 2 units (MWh) (in Equivalent volume for each end user)
x4 = 2461. Unit rate 2 pseudo load coefficient by network level (combined)
x5 = 2012. Loss adjustment factors between end user meter reading and each network level, scaled by network use
x6 = 1010. Days in the charging year (in Financial and general assumptions)
Calculation =(x1*x2+x3*x4)*x5/(24*x6)*1000
| GSPs | 132kV | 132kV/EHV | EHV | EHV/HV | 132kV/HV | HV | HV/LV | LV circuits
Domestic Two Rate | 147952.4442 | 147749.949 | 147025.1748 | 143268.9262 | 142495.7893 | 0 | 140799.3772 | 138947.117 | 132126.8206
Small Non Domestic Two Rate | 123874.6357 | 124164.903 | 123555.8232 | 124453.8377 | 123782.2346 | 0 | 122308.6073 | 120699.599 | 114774.9922
LV Medium Non-Domestic | 14.5389 | 14.232 | 14.1622 | 14.2027 | 14.126 | 0 | 13.9579 | 13.7742 | 13.0981
LV Sub Medium Non-Domestic | 0.074526 | 0.082483 | 0.082079 | 0.082617 | 0.082171 | 0 | 0.081193 | 0.080125 | 0
HV Medium Non-Domestic | 0.29958 | 0.3408 | 0.33912 | 0.34222 | 0.34038 | 0 | 0.33632 | 0 | 0
2503. Contributions of users on three-rate multi tariffs to system simultaneous maximum load by network level (kW)
Data sources:
x1 = 2305. Rate 1 units (MWh) (in Equivalent volume for each end user)
x2 = 2460. Unit rate 1 pseudo load coefficient by network level (combined)
x3 = 2305. Rate 2 units (MWh) (in Equivalent volume for each end user)
x4 = 2461. Unit rate 2 pseudo load coefficient by network level (combined)
x5 = 2305. Rate 3 units (MWh) (in Equivalent volume for each end user)
x6 = 2462. Unit rate 3 pseudo load coefficient by network level (combined)
x7 = 2012. Loss adjustment factors between end user meter reading and each network level, scaled by network use
x8 = 1010. Days in the charging year (in Financial and general assumptions)
Calculation =(x1*x2+x3*x4+x5*x6)*x7/(24*x8)*1000
| GSPs | 132kV | 132kV/EHV | EHV | EHV/HV | 132kV/HV | HV | HV/LV | LV circuits
LV Network Domestic | 139.7247 | 135.2246 | 134.5613 | 132.6419 | 131.9261 | 0 | 130.3556 | 128.6407 | 122.3263
LV Network Non-Domestic Non-CT | 42458.7904 | 41921.337 | 41715.6956 | 41898.8962 | 41672.7928 | 0 | 41176.6783 | 40634.9861 | 38640.3953
LV HH Metered | 450748.0092 | 443046.3354 | 440873.0111 | 442501.8867 | 440113.9679 | 0 | 434874.412 | 429153.5019 | 408088.2642
LV Sub HH Metered | 201506.2655 | 199432.2012 | 198453.9043 | 199749.5481 | 198671.6189 | 0 | 196306.4337 | 193723.9606 | 0
HV HH Metered | 648456.6712 | 639326.0663 | 636189.9092 | 635720.306 | 632289.7027 | 0 | 624762.2951 | 0 | 0
LV UMS (Pseudo HH Metered) | 49902.456 | 42137.67 | 41930.9674 | 37213.8903 | 37013.0691 | 0 | 36572.4286 | 36091.3068 | 34319.745
LV Generation Non-Intermittent | -712.9548 | -714.8177 | -711.3113 | -710.786 | -706.9503 | 0 | -698.5341 | -689.3446 | 0
LV Generation Non-Intermittent no RP charge | 0 | 0 | 0 | 0 | 0 | 0 | 0 | 0 | 0
LV Sub Generation Non-Intermittent | -208.6312 | -200.7989 | -199.8139 | -195.093 | -194.0402 | 0 | -191.7302 | 0 | 0
LV Sub Generation Non-Intermittent no RP charge | 0 | 0 | 0 | 0 | 0 | 0 | 0 | 0 | 0
HV Generation Non-Intermittent | -68283.993 | -64710.0804 | -64392.6508 | -62606.2938 | -62268.4449 | 0 | 0 | 0 | 0
HV Generation Non-Intermittent no RP charge | 0 | 0 | 0 | 0 | 0 | 0 | 0 | 0 | 0
2504. Estimated contributions of users on each tariff to system simultaneous maximum load by network level (kW)
Data sources:
x1 = 2407. All units (MWh)
x2 = 2302. Load coefficient
x3 = 2012. Loss adjustment factors between end user meter reading and each network level, scaled by network use
x4 = 1010. Days in the charging year (in Financial and general assumptions)
Calculation =x1*x2*x3/(24*x4)*1000
| GSPs | 132kV | 132kV/EHV | EHV | EHV/HV | 132kV/HV | HV | HV/LV | LV circuits
Domestic Unrestricted | 1678751.3327 | 1662048.4406 | 1653895.41 | 1643540.6165 | 1634671.408 | 0 | 1615210.6483 | 1593962.0425 | 1515721.5313
Domestic Two Rate | 149951.9351 | 148459.9744 | 147731.7172 | 146806.7909 | 146014.5622 | 0 | 144276.2591 | 142378.2594 | 135389.5436
Domestic Off Peak (related MPAN) | 0 | 0 | 0 | 0 | 0 | 0 | 0 | 0 | 0
Small Non Domestic Unrestricted | 309583.0813 | 306502.8557 | 304999.3332 | 303089.7777 | 301454.1829 | 0 | 297865.3715 | 293946.8586 | 279518.3139
Small Non Domestic Two Rate | 121453.8898 | 120245.473 | 119655.6196 | 118906.4735 | 118264.8062 | 0 | 116856.8639 | 115319.575 | 109659.0497
Small Non Domestic Off Peak (related MPAN) | 0 | 0 | 0 | 0 | 0 | 0 | 0 | 0 | 0
LV Medium Non-Domestic | 14.4734 | 14.3294 | 14.2591 | 14.1698 | 14.0934 | 0 | 13.9256 | 13.7424 | 13.0678
LV Sub Medium Non-Domestic | 0.07153 | 0.070818 | 0.070471 | 0.07003 | 0.069652 | 0 | 0.068822 | 0.067917 | 0
HV Medium Non-Domestic | 0.28446 | 0.28163 | 0.28025 | 0.2785 | 0.277 | 0 | 0.2737 | 0 | 0
LV Network Domestic | 168.3876 | 166.7122 | 165.8944 | 164.8558 | 163.9661 | 0 | 162.0141 | 159.8828 | 152.0348
LV Network Non-Domestic Non-CT | 44548.3355 | 44105.0977 | 43888.7441 | 43613.9632 | 43378.6047 | 0 | 42862.1825 | 42298.3169 | 40222.0806
LV HH Metered | 447957.3907 | 443500.3971 | 441324.8454 | 438561.7761 | 436195.1197 | 0 | 431002.2177 | 425332.2476 | 404454.5782
LV Sub HH Metered | 199452.4432 | 197467.9727 | 196499.3111 | 195269.0581 | 194215.3075 | 0 | 191903.1746 | 189378.6278 | 0
HV HH Metered | 646248.2313 | 639818.3246 | 636679.7528 | 632693.5954 | 629279.3254 | 0 | 621787.7563 | 0 | 0
NHH UMS category A | 2202.3074 | 2180.3954 | 2169.6997 | 2156.1155 | 2144.4802 | 0 | 2118.9502 | 2091.0747 | 1988.4332
NHH UMS category B | 2484.4748 | 2459.7553 | 2447.6891 | 2432.3645 | 2419.2385 | 0 | 2390.4375 | 2358.9905 | 2243.1982
NHH UMS category C | 201.1249 | 199.1238 | 198.147 | 196.9064 | 195.8439 | 0 | 193.5123 | 190.9666 | 181.5929
NHH UMS category D | 0 | 0 | 0 | 0 | 0 | 0 | 0 | 0 | 0
LV UMS (Pseudo HH Metered) | 56171.888 | 55613.0006 | 55340.196 | 54993.7192 | 54696.9509 | 0 | 54045.7838 | 53334.7945 | 50716.8265
LV Generation NHH or Aggregate HH | -411.0312 | -406.9416 | -404.9454 | -402.4101 | -400.2385 | 0 | -395.4737 | -390.2711 | 0
LV Sub Generation NHH | -0.11508 | -0.11394 | -0.11338 | -0.11267 | -0.11206 | 0 | -0.11073 | 0 | 0
LV Generation Intermittent | -2607.976 | -2582.0277 | -2569.3618 | -2553.2754 | -2539.4969 | 0 | -2509.2642 | -2476.2541 | 0
LV Generation Intermittent no RP charge | 0 | 0 | 0 | 0 | 0 | 0 | 0 | 0 | 0
LV Generation Non-Intermittent | -756.5324 | -749.0052 | -745.331 | -740.6646 | -736.6677 | 0 | -727.8976 | -718.3219 | 0
LV Generation Non-Intermittent no RP charge | 0 | 0 | 0 | 0 | 0 | 0 | 0 | 0 | 0
LV Sub Generation Intermittent | -501.488 | -496.4984 | -494.0629 | -490.9696 | -488.3202 | 0 | -482.5067 | 0 | 0
LV Sub Generation Intermittent no RP charge | 0 | 0 | 0 | 0 | 0 | 0 | 0 | 0 | 0
LV Sub Generation Non-Intermittent | -191.533 | -189.6273 | -188.6971 | -187.5157 | -186.5038 | 0 | -184.2835 | 0 | 0
LV Sub Generation Non-Intermittent no RP charge | 0 | 0 | 0 | 0 | 0 | 0 | 0 | 0 | 0
HV Generation Intermittent | -47997.9549 | -47520.3948 | -47287.2878 | -46991.2291 | -46737.6454 | 0 | 0 | 0 | 0
HV Generation Intermittent no RP charge | 0 | 0 | 0 | 0 | 0 | 0 | 0 | 0 | 0
HV Generation Non-Intermittent | -55513.556 | -54961.2187 | -54691.6113 | -54349.1953 | -54055.9051 | 0 | 0 | 0 | 0
HV Generation Non-Intermittent no RP charge | 0 | 0 | 0 | 0 | 0 | 0 | 0 | 0 | 0
2505. Contributions of users on each tariff to system simultaneous maximum load by network level (kW)
Data sources:
x1 = 2501. Contributions of users on one-rate multi tariffs to system simultaneous maximum load by network level (kW)
x2 = 2502. Contributions of users on two-rate multi tariffs to system simultaneous maximum load by network level (kW)
x3 = 2503. Contributions of users on three-rate multi tariffs to system simultaneous maximum load by network level (kW)
x4 = 2504. Estimated contributions of users on each tariff to system simultaneous maximum load by network level (kW)
Combine tables = x1 or x2 or x3 or x4
| GSPs | 132kV | 132kV/EHV | EHV | EHV/HV | 132kV/HV | HV | HV/LV | LV circuits
Domestic Unrestricted | 1632106.3677 | 1533691.7304 | 1526168.3422 | 1484157.8816 | 1476148.7666 | 0 | 1458575.2186 | 1439387.2013 | 1368734.082
Domestic Two Rate | 147952.4442 | 147749.949 | 147025.1748 | 143268.9262 | 142495.7893 | 0 | 140799.3772 | 138947.117 | 132126.8206
Domestic Off Peak (related MPAN) | 213.2644 | 433.2649 | 431.1396 | 481.9701 | 479.3692 | 0 | 473.6623 | 467.4311 | 444.487
Small Non Domestic Unrestricted | 318057.4568 | 317257.1721 | 315700.8953 | 321265.5849 | 319531.9061 | 0 | 315727.8794 | 311574.3796 | 296280.5783
Small Non Domestic Two Rate | 123874.6357 | 124164.903 | 123555.8232 | 124453.8377 | 123782.2346 | 0 | 122308.6073 | 120699.599 | 114774.9922
Small Non Domestic Off Peak (related MPAN) | 165.8952 | 465.2371 | 462.9549 | 510.9314 | 508.1742 | 0 | 502.1244 | 495.5188 | 471.196
LV Medium Non-Domestic | 14.5389 | 14.232 | 14.1622 | 14.2027 | 14.126 | 0 | 13.9579 | 13.7742 | 13.0981
LV Sub Medium Non-Domestic | 0.074526 | 0.082483 | 0.082079 | 0.082617 | 0.082171 | 0 | 0.081193 | 0.080125 | 0
HV Medium Non-Domestic | 0.29958 | 0.3408 | 0.33912 | 0.34222 | 0.34038 | 0 | 0.33632 | 0 | 0
LV Network Domestic | 139.7247 | 135.2246 | 134.5613 | 132.6419 | 131.9261 | 0 | 130.3556 | 128.6407 | 122.3263
LV Network Non-Domestic Non-CT | 42458.7904 | 41921.337 | 41715.6956 | 41898.8962 | 41672.7928 | 0 | 41176.6783 | 40634.9861 | 38640.3953
LV HH Metered | 450748.0092 | 443046.3354 | 440873.0111 | 442501.8867 | 440113.9679 | 0 | 434874.412 | 429153.5019 | 408088.2642
LV Sub HH Metered | 201506.2655 | 199432.2012 | 198453.9043 | 199749.5481 | 198671.6189 | 0 | 196306.4337 | 193723.9606 | 0
HV HH Metered | 648456.6712 | 639326.0663 | 636189.9092 | 635720.306 | 632289.7027 | 0 | 624762.2951 | 0 | 0
NHH UMS category A | 2693.5762 | 2670.271 | 2657.1722 | 2642.218 | 2627.9595 | 0 | 2596.6736 | 2562.5136 | 2436.7312
NHH UMS category B | 2152.3618 | 1788.8406 | 1780.0656 | 1553.9501 | 1545.5644 | 0 | 1527.1644 | 1507.0741 | 1433.0985
NHH UMS category C | 181.2609 | 144.4248 | 143.7163 | 124.3896 | 123.7183 | 0 | 122.2455 | 120.6373 | 114.7157
NHH UMS category D | 0.0056084 | 0.0068894 | 0.0068556 | 0.0076848 | 0.0076434 | 0 | 0.0075524 | 0.007453 | 0.0070872
LV UMS (Pseudo HH Metered) | 49902.456 | 42137.67 | 41930.9674 | 37213.8903 | 37013.0691 | 0 | 36572.4286 | 36091.3068 | 34319.745
LV Generation NHH or Aggregate HH | -411.0312 | -406.9416 | -404.9454 | -402.4101 | -400.2385 | 0 | -395.4737 | -390.2711 | 0
LV Sub Generation NHH | -0.11508 | -0.11394 | -0.11338 | -0.11267 | -0.11206 | 0 | -0.11073 | 0 | 0
LV Generation Intermittent | -2607.976 | -2582.0277 | -2569.3618 | -2553.2754 | -2539.4969 | 0 | -2509.2642 | -2476.2541 | 0
LV Generation Intermittent no RP charge | 0 | 0 | 0 | 0 | 0 | 0 | 0 | 0 | 0
LV Generation Non-Intermittent | -712.9548 | -714.8177 | -711.3113 | -710.786 | -706.9503 | 0 | -698.5341 | -689.3446 | 0
LV Generation Non-Intermittent no RP charge | 0 | 0 | 0 | 0 | 0 | 0 | 0 | 0 | 0
LV Sub Generation Intermittent | -501.488 | -496.4984 | -494.0629 | -490.9696 | -488.3202 | 0 | -482.5067 | 0 | 0
LV Sub Generation Intermittent no RP charge | 0 | 0 | 0 | 0 | 0 | 0 | 0 | 0 | 0
LV Sub Generation Non-Intermittent | -208.6312 | -200.7989 | -199.8139 | -195.093 | -194.0402 | 0 | -191.7302 | 0 | 0
LV Sub Generation Non-Intermittent no RP charge | 0 | 0 | 0 | 0 | 0 | 0 | 0 | 0 | 0
HV Generation Intermittent | -47997.9549 | -47520.3948 | -47287.2878 | -46991.2291 | -46737.6454 | 0 | 0 | 0 | 0
HV Generation Intermittent no RP charge | 0 | 0 | 0 | 0 | 0 | 0 | 0 | 0 | 0
HV Generation Non-Intermittent | -68283.993 | -64710.0804 | -64392.6508 | -62606.2938 | -62268.4449 | 0 | 0 | 0 | 0
HV Generation Non-Intermittent no RP charge | 0 | 0 | 0 | 0 | 0 | 0 | 0 | 0 | 0
2506. Forecast system simultaneous maximum load (kW) from forecast units
Data sources:
x1 = 2505. Contributions of users on each tariff to system simultaneous maximum load by network level (kW)
Cell summation =SUM(x1)
| GSPs | 132kV | 132kV/EHV | EHV | EHV/HV | 132kV/HV | HV | HV/LV | LV circuits
Forecast system simultaneous maximum load (kW) from forecast units | 3499899.9543 | 3377747.6162 | 3361178.376 | 3321741.3242 | 3303815.8673 | 0 | 3372192.3193 | 2711951.8598 | 2398000.5375

## AMD
Forecast aggregate maximum load for Electricity North West in 2019/20 (Version 1)
2601. Pre-processing of data for standing charge factors
Data sources:
x1 = Standing charges factors (in Pre-processing of data for standing charge factors)
x2 = 1018. Proportion of relevant load going through 132kV/HV direct transformation
x3 = Standing charges factors for 132kV/HV (in Pre-processing of data for standing charge factors)
Kind: | Fixed data | [7 empty] | Fixed data | Calculation
Formula: | [9 empty] | =x1+0.2*x2*x3
Standing charges factors
| GSPs | 132kV | 132kV/EHV | EHV | EHV/HV | HV | HV/LV | LV circuits | Standing charges factors for 132kV/HV | Adjusted standing charges factors for 132kV
Domestic Unrestricted | 0 | 0 | 0 | 0 | 0 | 0 | 0 | 1 | 0 | 0
Domestic Two Rate | 0 | 0 | 0 | 0 | 0 | 0 | 0 | 1 | 0 | 0
Domestic Off Peak (related MPAN) | 0 | 0 | 0 | 0 | 0 | 0 | 0 | 1 | 0 | 0
Small Non Domestic Unrestricted | 0 | 0 | 0 | 0 | 0 | 0 | 0 | 1 | 0 | 0
Small Non Domestic Two Rate | 0 | 0 | 0 | 0 | 0 | 0 | 0 | 1 | 0 | 0
Small Non Domestic Off Peak (related MPAN) | 0 | 0 | 0 | 0 | 0 | 0 | 0 | 1 | 0 | 0
LV Medium Non-Domestic | 0 | 0 | 0 | 0 | 0 | 0 | 0 | 1 | 0 | 0
LV Sub Medium Non-Domestic | 0 | 0 | 0 | 0 | 0 | 0 | 1 | 0 | 0 | 0
HV Medium Non-Domestic | 0 | 0 | 0 | 0.2 | 1 | 1 | 0 | 0 | 1 | 0
LV Network Domestic | 0 | 0 | 0 | 0 | 0 | 0 | 0 | 1 | 0 | 0
LV Network Non-Domestic Non-CT | 0 | 0 | 0 | 0 | 0 | 0 | 0 | 1 | 0 | 0
LV HH Metered | 0 | 0 | 0 | 0 | 0 | 0.2 | 1 | 1 | 0 | 0
LV Sub HH Metered | 0 | 0 | 0 | 0 | 0 | 1 | 1 | 0 | 0 | 0
HV HH Metered | 0 | 0 | 0 | 0.2 | 1 | 1 | 0 | 0 | 1 | 0
NHH UMS category A | 0 | 0 | 0 | 0 | 0 | 0 | 0 | 0 | 0 | 0
NHH UMS category B | 0 | 0 | 0 | 0 | 0 | 0 | 0 | 0 | 0 | 0
NHH UMS category C | 0 | 0 | 0 | 0 | 0 | 0 | 0 | 0 | 0 | 0
NHH UMS category D | 0 | 0 | 0 | 0 | 0 | 0 | 0 | 0 | 0 | 0
LV UMS (Pseudo HH Metered) | 0 | 0 | 0 | 0 | 0 | 0 | 0 | 0 | 0 | 0
2602. Standing charges factors adapted to use 132kV/HV
Data sources:
x1 = 2601. Standing charges factors for 132kV/HV (in Pre-processing of data for standing charge factors)
x2 = 2601. Adjusted standing charges factors for 132kV (in Pre-processing of data for standing charge factors)
x3 = 2601. Standing charges factors (in Pre-processing of data for standing charge factors)
Combine tables = x1 or x2 or x3
| GSPs | 132kV | 132kV/EHV | EHV | EHV/HV | 132kV/HV | HV | HV/LV | LV circuits
Domestic Unrestricted | 0 | 0 | 0 | 0 | 0 | 0 | 0 | 0 | 1
Domestic Two Rate | 0 | 0 | 0 | 0 | 0 | 0 | 0 | 0 | 1
Domestic Off Peak (related MPAN) | 0 | 0 | 0 | 0 | 0 | 0 | 0 | 0 | 1
Small Non Domestic Unrestricted | 0 | 0 | 0 | 0 | 0 | 0 | 0 | 0 | 1
Small Non Domestic Two Rate | 0 | 0 | 0 | 0 | 0 | 0 | 0 | 0 | 1
Small Non Domestic Off Peak (related MPAN) | 0 | 0 | 0 | 0 | 0 | 0 | 0 | 0 | 1
LV Medium Non-Domestic | 0 | 0 | 0 | 0 | 0 | 0 | 0 | 0 | 1
LV Sub Medium Non-Domestic | 0 | 0 | 0 | 0 | 0 | 0 | 0 | 1 | 0
HV Medium Non-Domestic | 0 | 0 | 0 | 0.2 | 1 | 1 | 1 | 0 | 0
LV Network Domestic | 0 | 0 | 0 | 0 | 0 | 0 | 0 | 0 | 1
LV Network Non-Domestic Non-CT | 0 | 0 | 0 | 0 | 0 | 0 | 0 | 0 | 1
LV HH Metered | 0 | 0 | 0 | 0 | 0 | 0 | 0.2 | 1 | 1
LV Sub HH Metered | 0 | 0 | 0 | 0 | 0 | 0 | 1 | 1 | 0
HV HH Metered | 0 | 0 | 0 | 0.2 | 1 | 1 | 1 | 0 | 0
NHH UMS category A | 0 | 0 | 0 | 0 | 0 | 0 | 0 | 0 | 0
NHH UMS category B | 0 | 0 | 0 | 0 | 0 | 0 | 0 | 0 | 0
NHH UMS category C | 0 | 0 | 0 | 0 | 0 | 0 | 0 | 0 | 0
NHH UMS category D | 0 | 0 | 0 | 0 | 0 | 0 | 0 | 0 | 0
LV UMS (Pseudo HH Metered) | 0 | 0 | 0 | 0 | 0 | 0 | 0 | 0 | 0
2603. Capacity-based contributions to chargeable aggregate maximum load by network level (kW)
Data sources:
x1 = 2305. Import capacity (kVA) (in Equivalent volume for each end user)
x2 = 2305. Exceeded capacity (kVA) (in Equivalent volume for each end user)
x3 = 1010. Power factor for all flows in the network model (in Financial and general assumptions)
x4 = 2602. Standing charges factors adapted to use 132kV/HV
x5 = 2012. Loss adjustment factors between end user meter reading and each network level, scaled by network use
Calculation =(x1+x2)*x3*x4*x5
| GSPs | 132kV | 132kV/EHV | EHV | EHV/HV | 132kV/HV | HV | HV/LV | LV circuits
LV HH Metered | 0 | 0 | 0 | 0 | 0 | 0 | 261037.3382 | 1288016.5484 | 1224793.5415
LV Sub HH Metered | 0 | 0 | 0 | 0 | 0 | 0 | 636331.3883 | 627960.2481 | 0
HV HH Metered | 0 | 0 | 0 | 357398.8266 | 1777350.7916 | 0 | 1756191.4341 | 0 | 0
2604. Unit-based contributions to chargeable aggregate maximum load (kW)
Data sources:
x1 = 2407. All units (MWh)
x2 = 1041. Load factor for each type of demand user (in Load profile data for demand users)
x3 = 2602. Standing charges factors adapted to use 132kV/HV
x4 = 2012. Loss adjustment factors between end user meter reading and each network level, scaled by network use
x5 = 1010. Days in the charging year (in Financial and general assumptions)
Calculation =x1/x2*x3*x4/(24*x5)*1000
| GSPs | 132kV | 132kV/EHV | EHV | EHV/HV | 132kV/HV | HV | HV/LV | LV circuits
Domestic Unrestricted | 0 | 0 | 0 | 0 | 0 | 0 | 0 | 0 | 1670446.4232
Domestic Two Rate | 0 | 0 | 0 | 0 | 0 | 0 | 0 | 0 | 434208.5005
Small Non Domestic Unrestricted | 0 | 0 | 0 | 0 | 0 | 0 | 0 | 0 | 434583.422
Small Non Domestic Two Rate | 0 | 0 | 0 | 0 | 0 | 0 | 0 | 0 | 141423.5305
LV Medium Non-Domestic | 0 | 0 | 0 | 0 | 0 | 0 | 0 | 0 | 18.1194
LV Sub Medium Non-Domestic | 0 | 0 | 0 | 0 | 0 | 0 | 0 | 0.097261 | 0
HV Medium Non-Domestic | 0 | 0 | 0 | 0.072318 | 0.35964 | 0 | 0.35536 | 0 | 0
LV Network Domestic | 0 | 0 | 0 | 0 | 0 | 0 | 0 | 0 | 167.5546
LV Network Non-Domestic Non-CT | 0 | 0 | 0 | 0 | 0 | 0 | 0 | 0 | 62535.6141
2605. Contributions to aggregate maximum load by network level (kW)
Data sources:
x1 = 2603. Capacity-based contributions to chargeable aggregate maximum load by network level (kW)
x2 = 2604. Unit-based contributions to chargeable aggregate maximum load (kW)
Combine tables = x1 or x2
| GSPs | 132kV | 132kV/EHV | EHV | EHV/HV | 132kV/HV | HV | HV/LV | LV circuits
Domestic Unrestricted | 0 | 0 | 0 | 0 | 0 | 0 | 0 | 0 | 1670446.4232
Domestic Two Rate | 0 | 0 | 0 | 0 | 0 | 0 | 0 | 0 | 434208.5005
Small Non Domestic Unrestricted | 0 | 0 | 0 | 0 | 0 | 0 | 0 | 0 | 434583.422
Small Non Domestic Two Rate | 0 | 0 | 0 | 0 | 0 | 0 | 0 | 0 | 141423.5305
LV Medium Non-Domestic | 0 | 0 | 0 | 0 | 0 | 0 | 0 | 0 | 18.1194
LV Sub Medium Non-Domestic | 0 | 0 | 0 | 0 | 0 | 0 | 0 | 0.097261 | 0
HV Medium Non-Domestic | 0 | 0 | 0 | 0.072318 | 0.35964 | 0 | 0.35536 | 0 | 0
LV Network Domestic | 0 | 0 | 0 | 0 | 0 | 0 | 0 | 0 | 167.5546
LV Network Non-Domestic Non-CT | 0 | 0 | 0 | 0 | 0 | 0 | 0 | 0 | 62535.6141
LV HH Metered | 0 | 0 | 0 | 0 | 0 | 0 | 261037.3382 | 1288016.5484 | 1224793.5415
LV Sub HH Metered | 0 | 0 | 0 | 0 | 0 | 0 | 636331.3883 | 627960.2481 | 0
HV HH Metered | 0 | 0 | 0 | 357398.8266 | 1777350.7916 | 0 | 1756191.4341 | 0 | 0
2606. Forecast chargeable aggregate maximum load (kW)
Data sources:
x1 = 2605. Contributions to aggregate maximum load by network level (kW)
Cell summation =SUM(x1)
| GSPs | 132kV | 132kV/EHV | EHV | EHV/HV | 132kV/HV | HV | HV/LV | LV circuits
Forecast chargeable aggregate maximum load (kW) | 0 | 0 | 0 | 357398.899 | 1777351.1512 | 0 | 2653560.5159 | 1915976.8937 | 3968176.7057
2607. Forecast simultaneous load subject to standing charge factors (kW)
Data sources:
x1 = 2505. Contributions of users on each tariff to system simultaneous maximum load by network level (kW)
x2 = 2602. Standing charges factors adapted to use 132kV/HV
Calculation =x1*x2
| GSPs | 132kV | 132kV/EHV | EHV | EHV/HV | 132kV/HV | HV | HV/LV | LV circuits
Domestic Unrestricted | 0 | 0 | 0 | 0 | 0 | 0 | 0 | 0 | 1368734.082
Domestic Two Rate | 0 | 0 | 0 | 0 | 0 | 0 | 0 | 0 | 132126.8206
Domestic Off Peak (related MPAN) | 0 | 0 | 0 | 0 | 0 | 0 | 0 | 0 | 444.487
Small Non Domestic Unrestricted | 0 | 0 | 0 | 0 | 0 | 0 | 0 | 0 | 296280.5783
Small Non Domestic Two Rate | 0 | 0 | 0 | 0 | 0 | 0 | 0 | 0 | 114774.9922
Small Non Domestic Off Peak (related MPAN) | 0 | 0 | 0 | 0 | 0 | 0 | 0 | 0 | 471.196
LV Medium Non-Domestic | 0 | 0 | 0 | 0 | 0 | 0 | 0 | 0 | 13.0981
LV Sub Medium Non-Domestic | 0 | 0 | 0 | 0 | 0 | 0 | 0 | 0.080125 | 0
HV Medium Non-Domestic | 0 | 0 | 0 | 0.068445 | 0.34038 | 0 | 0.33632 | 0 | 0
LV Network Domestic | 0 | 0 | 0 | 0 | 0 | 0 | 0 | 0 | 122.3263
LV Network Non-Domestic Non-CT | 0 | 0 | 0 | 0 | 0 | 0 | 0 | 0 | 38640.3953
LV HH Metered | 0 | 0 | 0 | 0 | 0 | 0 | 86974.8824 | 429153.5019 | 408088.2642
LV Sub HH Metered | 0 | 0 | 0 | 0 | 0 | 0 | 196306.4337 | 193723.9606 | 0
HV HH Metered | 0 | 0 | 0 | 127144.0612 | 632289.7027 | 0 | 624762.2951 | 0 | 0
NHH UMS category A | 0 | 0 | 0 | 0 | 0 | 0 | 0 | 0 | 0
NHH UMS category B | 0 | 0 | 0 | 0 | 0 | 0 | 0 | 0 | 0
NHH UMS category C | 0 | 0 | 0 | 0 | 0 | 0 | 0 | 0 | 0
NHH UMS category D | 0 | 0 | 0 | 0 | 0 | 0 | 0 | 0 | 0
LV UMS (Pseudo HH Metered) | 0 | 0 | 0 | 0 | 0 | 0 | 0 | 0 | 0
2608. Forecast simultaneous load replaced by standing charge (kW)
Data sources:
x1 = 2607. Forecast simultaneous load subject to standing charge factors (kW)
Cell summation =SUM(x1)
| GSPs | 132kV | 132kV/EHV | EHV | EHV/HV | 132kV/HV | HV | HV/LV | LV circuits
Forecast simultaneous load replaced by standing charge (kW) | 0 | 0 | 0 | 127144.1297 | 632290.043 | 0 | 908043.9474 | 622877.5426 | 2359696.24
2609. Calculated LV diversity allowance
Data sources:
x1 = 2606. Forecast chargeable aggregate maximum load (kW)
x2 = 2608. Forecast simultaneous load replaced by standing charge (kW)
Calculation =x1/x2-1
LV circuits
Calculated LV diversity allowance | 68.16%
2610. Network level mapping for diversity allowances
| GSPs | 132kV | 132kV/EHV | EHV | EHV/HV | 132kV/HV | HV | HV/LV | LV circuits
GSPs | 100% | 0% | 0% | 0% | 0% | 0% | 0% | 0% | 0%
132kV | 0% | 100% | 0% | 0% | 0% | 0% | 0% | 0% | 0%
132kV/EHV | 0% | 0% | 100% | 0% | 0% | 100% | 0% | 0% | 0%
EHV | 0% | 0% | 0% | 100% | 0% | 0% | 0% | 0% | 0%
EHV/HV | 0% | 0% | 0% | 0% | 100% | 0% | 0% | 0% | 0%
HV | 0% | 0% | 0% | 0% | 0% | 0% | 100% | 0% | 0%
HV/LV | 0% | 0% | 0% | 0% | 0% | 0% | 0% | 100% | 0%
LV circuits | 0% | 0% | 0% | 0% | 0% | 0% | 0% | 0% | 100%
2611. Diversity allowances including 132kV/HV
Data sources:
x1 = 2104. Diversity allowance between level exit and GSP Group (in Diversity calculations)
x2 = 2610. Network level mapping for diversity allowances
Sum-product calculation =SUMPRODUCT(x1, x2)
Diversity allowances including 132kV/HV
GSPs | 6.349%
132kV | 13.62%
132kV/EHV | 13.62%
EHV | 24%
EHV/HV | 24%
132kV/HV | 13.62%
HV | 53.64%
HV/LV | 53.64%
LV circuits | 0%
2612. Diversity allowances (including calculated LV value)
Data sources:
x1 = 2609. Calculated LV diversity allowance
x2 = 2611. Diversity allowances including 132kV/HV
Combine tables = x1 or x2
| GSPs | 132kV | 132kV/EHV | EHV | EHV/HV | 132kV/HV | HV | HV/LV | LV circuits
Diversity allowances (including calculated LV value) | 6.349% | 13.62% | 13.62% | 24% | 24% | 13.62% | 53.64% | 53.64% | 68.16%
2613. Forecast simultaneous maximum load (kW) adjusted for standing charges
Data sources:
x1 = 2506. Forecast system simultaneous maximum load (kW) from forecast units
x2 = 2608. Forecast simultaneous load replaced by standing charge (kW)
x3 = 2606. Forecast chargeable aggregate maximum load (kW)
x4 = 2612. Diversity allowances (including calculated LV value)
Calculation =x1-x2+x3/(1+x4)
| GSPs | 132kV | 132kV/EHV | EHV | EHV/HV | 132kV/HV | HV | HV/LV | LV circuits
Forecast simultaneous maximum load (kW) adjusted for standing charges | 3499899.9543 | 3377747.6162 | 3361178.376 | 3482820.8185 | 4104867.0885 | 0 | 4191312.4614 | 3336155.9147 | 2398000.5375

## Otex
Other expenditure for Electricity North West in 2019/20 (Version 1)
2701. Operating expenditure coded by network level (£/year)
Data sources:
x1 = 1055. Transmission exit charges (£/year)
x2 = Zero for levels other than transmission exit
Combine tables = x1 or x2
| Transmission exit | Operating 132kV | Operating 132kV/EHV | Operating EHV | Operating EHV/HV | Operating 132kV/HV | Operating HV | Operating HV/LV | Operating LV circuits | Operating LV customer | Operating HV customer
Operating expenditure coded by network level (£/year) | 21229764.7951 | 0 | 0 | 0 | 0 | 0 | 0 | 0 | 0 | 0 | 0
2702. Network model assets (£) scaled by load forecast
Data sources:
x1 = 2108. GSP simultaneous maximum load assumed through each network level (MW)
x2 = 2613. Forecast simultaneous maximum load (kW) adjusted for standing charges
x3 = 1020. Gross asset cost by network level (£)
Calculation =IF(x1,x2*x3/x1/1000,0)
| Assets 132kV | Assets 132kV/EHV | Assets EHV | Assets EHV/HV | Assets 132kV/HV | Assets HV | Assets HV/LV | Assets LV circuits
Network model assets (£) scaled by load forecast | 727852568.3989 | 287906000.7199 | 758037864.1437 | 566634306.7961 | 0 | 1063032962.4368 | 778470215.629 | 326209585.3839
2703. Annual consumption by tariff for unmetered users (MWh)
Data sources:
x1 = 2407. All units (MWh)
Copy cells = x1
Annual consumption by tariff for unmetered users (MWh)
NHH UMS category A | 17466.3969
NHH UMS category B | 9322.3455
NHH UMS category C | 411.2469
NHH UMS category D | 0.051406
LV UMS (Pseudo HH Metered) | 215855.2952
2704. Total unmetered units
Data sources:
x1 = 2703. Annual consumption by tariff for unmetered users (MWh)
Cell summation =SUM(x1)
Total unmetered units
Total unmetered units | 243055.3359
2705. Service model asset data
Data sources:
x1 = 2205. Service model assets by tariff (£)
x2 = 2305. MPANs (in Equivalent volume for each end user)
x3 = 2202. LV unmetered service model assets £/(MWh/year)
x4 = 2704. Total unmetered units
x5 = Service model assets (£) scaled by annual MWh (in Service model asset data)
x6 = Service model assets (£) scaled by user count (in Service model asset data)
x7 = Service model assets (£) scaled by annual MWh (in Service model asset data)
Kind: | Sum-product calculation |  | Calculation | Copy cells |  | Calculation
Formula: | =SUMPRODUCT(x1, x2) |  | =x3*x4 | = x5 |  | =x6+x7
| Service model assets (£) scaled by user count |  |  | Service model assets (£) scaled by annual MWh |  | Service model assets (£)
| Assets LV customer | Assets HV customer | Service model assets (£) scaled by annual MWh | Assets LV customer | Assets HV customer | Assets LV customer | Assets HV customer
Service model asset data | 1369949435.7097 | 41201015.7101 | 210344908.0123 | 210344908.0123 |  | 1580294343.7219 | 41201015.7101
2706. Data for allocation of operating expenditure
Data sources:
x1 = 2702. Network model assets (£) scaled by load forecast
x2 = 2705. Service model assets (£) (in Service model asset data)
x3 = Model assets (£) scaled by demand forecast (in Data for allocation of operating expenditure)
Kind: | Combine tables | [10 empty] | Cell summation
Formula: | = x1 or x2 | [10 empty] | =SUM(x3)
Model assets (£) scaled by demand forecast
| GSPs | Assets 132kV | Assets 132kV/EHV | Assets EHV | Assets EHV/HV | Assets 132kV/HV | Assets HV | Assets HV/LV | Assets LV circuits | Assets LV customer | Assets HV customer | Denominator for allocation of operating expenditure
Data for allocation of operating expenditure |  | 727852568.3989 | 287906000.7199 | 758037864.1437 | 566634306.7961 | 0 | 1063032962.4368 | 778470215.629 | 326209585.3839 | 1580294343.7219 | 41201015.7101 | 6129638862.9403
2707. Amount of expenditure to be allocated according to asset values (£/year)
Data sources:
x1 = 1059. Direct cost (£/year) (in Other expenditure)
x2 = 1059. Network rates (£/year) (in Other expenditure)
x3 = 1059. Indirect cost (£/year) (in Other expenditure)
x4 = 1059. Indirect cost proportion (in Other expenditure)
Calculation =x1+x2+x3*x4
Amount of expenditure to be allocated according to asset values (£/year)
Other expenditure | 122338374.6904
2708. Total operating expenditure by network level (£/year)
Data sources:
x1 = 2701. Operating expenditure coded by network level (£/year)
x2 = 2707. Amount of expenditure to be allocated according to asset values (£/year)
x3 = 2706. Denominator for allocation of operating expenditure (in Data for allocation of operating expenditure)
x4 = 2706. Model assets (£) scaled by demand forecast (in Data for allocation of operating expenditure)
Calculation =x1+x2/x3*x4
| Transmission exit | Operating 132kV | Operating 132kV/EHV | Operating EHV | Operating EHV/HV | Operating 132kV/HV | Operating HV | Operating HV/LV | Operating LV circuits | Operating LV customer | Operating HV customer
Total operating expenditure by network level (£/year) | 21229764.7951 | 14526842.8081 | 5746170.8559 | 15129295.9221 | 11309168.7271 | 0 | 21216539.4691 | 15537094.9341 | 6510652.8095 | 31540298.8441 | 822310.3204
2709. Operating expenditure percentage by network level
Data sources:
x1 = 2706. Model assets (£) scaled by demand forecast (in Data for allocation of operating expenditure)
x2 = 2708. Total operating expenditure by network level (£/year)
Calculation =IF(x1="","",IF(x1>0,x2/x1,0))
| Transmission exit | Operating 132kV | Operating 132kV/EHV | Operating EHV | Operating EHV/HV | Operating 132kV/HV | Operating HV | Operating HV/LV | Operating LV circuits | Operating LV customer | Operating HV customer
Operating expenditure percentage by network level |  | 1.996% | 1.996% | 1.996% | 1.996% | 0% | 1.996% | 1.996% | 1.996% | 1.996% | 1.996%
2710. Unit operating expenditure based on simultaneous maximum load (£/kW/year)
Data sources:
x1 = 2613. Forecast simultaneous maximum load (kW) adjusted for standing charges
x2 = 2708. Total operating expenditure by network level (£/year)
Calculation =IF(x1>0,x2/x1,0)
| Transmission exit | Operating 132kV | Operating 132kV/EHV | Operating EHV | Operating EHV/HV | Operating 132kV/HV | Operating HV | Operating HV/LV | Operating LV circuits
Unit operating expenditure based on simultaneous maximum load (£/kW/year) | 6.0658 | 4.3007 | 1.7096 | 4.344 | 2.7551 | 0 | 5.062 | 4.6572 | 2.715
2711. Operating expenditure for customer assets p/MPAN/day
Data sources:
x1 = 1010. Days in the charging year (in Financial and general assumptions)
x2 = 2709. Operating expenditure percentage by network level
x3 = 2205. Service model assets by tariff (£)
x4 = Operating expenditure p/MPAN/day by level (in Operating expenditure for customer assets p/MPAN/day)
Kind: | Calculation |  | Cell summation
Formula: | =100/x1*x2*x3 |  | =SUM(x4)
Operating expenditure p/MPAN/day by level
| Operating LV customer | Operating HV customer | Operating expenditure for customer assets p/MPAN/day total
Domestic Unrestricted | 2.9888 | 0 | 2.9888
Domestic Two Rate | 2.9888 | 0 | 2.9888
Domestic Off Peak (related MPAN) | 0 | 0 | 0
Small Non Domestic Unrestricted | 2.9888 | 0 | 2.9888
Small Non Domestic Two Rate | 2.9888 | 0 | 2.9888
Small Non Domestic Off Peak (related MPAN) | 0 | 0 | 0
LV Medium Non-Domestic | 11.4057 | 0 | 11.4057
LV Sub Medium Non-Domestic | 45.1064 | 0 | 45.1064
HV Medium Non-Domestic | 0 | 99.183 | 99.183
LV Network Domestic | 2.9888 | 0 | 2.9888
LV Network Non-Domestic Non-CT | 2.9888 | 0 | 2.9888
LV HH Metered | 14.0513 | 0 | 14.0513
LV Sub HH Metered | 45.1064 | 0 | 45.1064
HV HH Metered | 0 | 99.183 | 99.183
NHH UMS category A | 0 | 0 | 0
NHH UMS category B | 0 | 0 | 0
NHH UMS category C | 0 | 0 | 0
NHH UMS category D | 0 | 0 | 0
LV UMS (Pseudo HH Metered) | 0 | 0 | 0
LV Generation NHH or Aggregate HH | 0 | 0 | 0
LV Sub Generation NHH | 0 | 0 | 0
LV Generation Intermittent | 0 | 0 | 0
LV Generation Intermittent no RP charge | 0 | 0 | 0
LV Generation Non-Intermittent | 0 | 0 | 0
LV Generation Non-Intermittent no RP charge | 0 | 0 | 0
LV Sub Generation Intermittent | 0 | 0 | 0
LV Sub Generation Intermittent no RP charge | 0 | 0 | 0
LV Sub Generation Non-Intermittent | 0 | 0 | 0
LV Sub Generation Non-Intermittent no RP charge | 0 | 0 | 0
HV Generation Intermittent | 0 | 6.6787 | 6.6787
HV Generation Intermittent no RP charge | 0 | 6.6787 | 6.6787
HV Generation Non-Intermittent | 0 | 6.6787 | 6.6787
HV Generation Non-Intermittent no RP charge | 0 | 6.6787 | 6.6787
2712. Operating expenditure for unmetered customer assets (p/kWh)
Data sources:
x1 = 2709. Operating expenditure percentage by network level
x2 = 2202. LV unmetered service model assets £/(MWh/year)
Calculation =0.1*x1*x2
Operating LV customer
NHH UMS category A | 1.7272
NHH UMS category B | 1.7272
NHH UMS category C | 1.7272
NHH UMS category D | 1.7272
LV UMS (Pseudo HH Metered) | 1.7272

## Contrib
Customer contributions for Electricity North West in 2019/20 (Version 1)
This sheet calculates factors used to take account of the costs deemed to be covered by connection charges.
2801. Network level of supply (for customer contributions) by tariff
| LV network | LV substation | HV network | HV substation
Domestic Unrestricted | 100% | 0% | 0% | 0%
Domestic Two Rate | 100% | 0% | 0% | 0%
Domestic Off Peak (related MPAN) | 100% | 0% | 0% | 0%
Small Non Domestic Unrestricted | 100% | 0% | 0% | 0%
Small Non Domestic Two Rate | 100% | 0% | 0% | 0%
Small Non Domestic Off Peak (related MPAN) | 100% | 0% | 0% | 0%
LV Medium Non-Domestic | 100% | 0% | 0% | 0%
LV Sub Medium Non-Domestic | 0% | 100% | 0% | 0%
HV Medium Non-Domestic | 0% | 0% | 100% | 0%
LV Network Domestic | 100% | 0% | 0% | 0%
LV Network Non-Domestic Non-CT | 100% | 0% | 0% | 0%
LV HH Metered | 100% | 0% | 0% | 0%
LV Sub HH Metered | 0% | 100% | 0% | 0%
HV HH Metered | 0% | 0% | 100% | 0%
NHH UMS category A | 100% | 0% | 0% | 0%
NHH UMS category B | 100% | 0% | 0% | 0%
NHH UMS category C | 100% | 0% | 0% | 0%
NHH UMS category D | 100% | 0% | 0% | 0%
LV UMS (Pseudo HH Metered) | 100% | 0% | 0% | 0%
LV Generation NHH or Aggregate HH | 100% | 0% | 0% | 0%
LV Sub Generation NHH | 0% | 100% | 0% | 0%
LV Generation Intermittent | 100% | 0% | 0% | 0%
LV Generation Intermittent no RP charge | 100% | 0% | 0% | 0%
LV Generation Non-Intermittent | 100% | 0% | 0% | 0%
LV Generation Non-Intermittent no RP charge | 100% | 0% | 0% | 0%
LV Sub Generation Intermittent | 0% | 100% | 0% | 0%
LV Sub Generation Intermittent no RP charge | 0% | 100% | 0% | 0%
LV Sub Generation Non-Intermittent | 0% | 100% | 0% | 0%
LV Sub Generation Non-Intermittent no RP charge | 0% | 100% | 0% | 0%
HV Generation Intermittent | 0% | 0% | 100% | 0%
HV Generation Intermittent no RP charge | 0% | 0% | 100% | 0%
HV Generation Non-Intermittent | 0% | 0% | 100% | 0%
HV Generation Non-Intermittent no RP charge | 0% | 0% | 100% | 0%
2802. Contribution proportion of asset annuities, by customer type and network level of assets
Data sources:
x1 = 1060. Customer contributions under current connection charging policy
x2 = 1010. Annuity proportion for customer-contributed assets (in Financial and general assumptions)
Calculation =x1*(1-x2)
| LV network | LV substation | HV network | HV substation
Assets 132kV | 0% | 0% | 0% | 0%
Assets 132kV/EHV | 0% | 0% | 0% | 0%
Assets EHV | 0% | 0% | 0% | 57%
Assets EHV/HV | 0% | 0% | 57% | 92%
Assets 132kV/HV | 0% | 0% | 0% | 0%
Assets HV | 30% | 30% | 91% | 0%
Assets HV/LV | 30% | 97% | 0% | 0%
Assets LV circuits | 97% | 0% | 0% | 0%
2803. Proportion of asset annuities deemed to be covered by customer contributions
Data sources:
x1 = 2801. Network level of supply (for customer contributions) by tariff
x2 = 2802. Contribution proportion of asset annuities, by customer type and network level of assets
Sum-product calculation =SUMPRODUCT(x1, x2)
| Assets 132kV | Assets 132kV/EHV | Assets EHV | Assets EHV/HV | Assets 132kV/HV | Assets HV | Assets HV/LV | Assets LV circuits
Domestic Unrestricted | 0% | 0% | 0% | 0% | 0% | 30% | 30% | 97%
Domestic Two Rate | 0% | 0% | 0% | 0% | 0% | 30% | 30% | 97%
Domestic Off Peak (related MPAN) | 0% | 0% | 0% | 0% | 0% | 30% | 30% | 97%
Small Non Domestic Unrestricted | 0% | 0% | 0% | 0% | 0% | 30% | 30% | 97%
Small Non Domestic Two Rate | 0% | 0% | 0% | 0% | 0% | 30% | 30% | 97%
Small Non Domestic Off Peak (related MPAN) | 0% | 0% | 0% | 0% | 0% | 30% | 30% | 97%
LV Medium Non-Domestic | 0% | 0% | 0% | 0% | 0% | 30% | 30% | 97%
LV Sub Medium Non-Domestic | 0% | 0% | 0% | 0% | 0% | 30% | 97% | 0%
HV Medium Non-Domestic | 0% | 0% | 0% | 57% | 0% | 91% | 0% | 0%
LV Network Domestic | 0% | 0% | 0% | 0% | 0% | 30% | 30% | 97%
LV Network Non-Domestic Non-CT | 0% | 0% | 0% | 0% | 0% | 30% | 30% | 97%
LV HH Metered | 0% | 0% | 0% | 0% | 0% | 30% | 30% | 97%
LV Sub HH Metered | 0% | 0% | 0% | 0% | 0% | 30% | 97% | 0%
HV HH Metered | 0% | 0% | 0% | 57% | 0% | 91% | 0% | 0%
NHH UMS category A | 0% | 0% | 0% | 0% | 0% | 30% | 30% | 97%
NHH UMS category B | 0% | 0% | 0% | 0% | 0% | 30% | 30% | 97%
NHH UMS category C | 0% | 0% | 0% | 0% | 0% | 30% | 30% | 97%
NHH UMS category D | 0% | 0% | 0% | 0% | 0% | 30% | 30% | 97%
LV UMS (Pseudo HH Metered) | 0% | 0% | 0% | 0% | 0% | 30% | 30% | 97%
LV Generation NHH or Aggregate HH | 0% | 0% | 0% | 0% | 0% | 30% | 30% | 97%
LV Sub Generation NHH | 0% | 0% | 0% | 0% | 0% | 30% | 97% | 0%
LV Generation Intermittent | 0% | 0% | 0% | 0% | 0% | 30% | 30% | 97%
LV Generation Intermittent no RP charge | 0% | 0% | 0% | 0% | 0% | 30% | 30% | 97%
LV Generation Non-Intermittent | 0% | 0% | 0% | 0% | 0% | 30% | 30% | 97%
LV Generation Non-Intermittent no RP charge | 0% | 0% | 0% | 0% | 0% | 30% | 30% | 97%
LV Sub Generation Intermittent | 0% | 0% | 0% | 0% | 0% | 30% | 97% | 0%
LV Sub Generation Intermittent no RP charge | 0% | 0% | 0% | 0% | 0% | 30% | 97% | 0%
LV Sub Generation Non-Intermittent | 0% | 0% | 0% | 0% | 0% | 30% | 97% | 0%
LV Sub Generation Non-Intermittent no RP charge | 0% | 0% | 0% | 0% | 0% | 30% | 97% | 0%
HV Generation Intermittent | 0% | 0% | 0% | 57% | 0% | 91% | 0% | 0%
HV Generation Intermittent no RP charge | 0% | 0% | 0% | 57% | 0% | 91% | 0% | 0%
HV Generation Non-Intermittent | 0% | 0% | 0% | 57% | 0% | 91% | 0% | 0%
HV Generation Non-Intermittent no RP charge | 0% | 0% | 0% | 57% | 0% | 91% | 0% | 0%
2804. Proportion of annual charge covered by contributions (for all charging levels)
Data sources:
x1 = Zero for operating expenditure
x2 = Zero for GSPs level
x3 = 2803. Proportion of asset annuities deemed to be covered by customer contributions
Combine tables = x1 or x2 or x3
| GSPs | Assets 132kV | Assets 132kV/EHV | Assets EHV | Assets EHV/HV | Assets 132kV/HV | Assets HV | Assets HV/LV | Assets LV circuits | Transmission exit | Operating 132kV | Operating 132kV/EHV | Operating EHV | Operating EHV/HV | Operating 132kV/HV | Operating HV | Operating HV/LV | Operating LV circuits
Domestic Unrestricted | 0% | 0% | 0% | 0% | 0% | 0% | 30% | 30% | 97% | 0% | 0% | 0% | 0% | 0% | 0% | 0% | 0% | 0%
Domestic Two Rate | 0% | 0% | 0% | 0% | 0% | 0% | 30% | 30% | 97% | 0% | 0% | 0% | 0% | 0% | 0% | 0% | 0% | 0%
Domestic Off Peak (related MPAN) | 0% | 0% | 0% | 0% | 0% | 0% | 30% | 30% | 97% | 0% | 0% | 0% | 0% | 0% | 0% | 0% | 0% | 0%
Small Non Domestic Unrestricted | 0% | 0% | 0% | 0% | 0% | 0% | 30% | 30% | 97% | 0% | 0% | 0% | 0% | 0% | 0% | 0% | 0% | 0%
Small Non Domestic Two Rate | 0% | 0% | 0% | 0% | 0% | 0% | 30% | 30% | 97% | 0% | 0% | 0% | 0% | 0% | 0% | 0% | 0% | 0%
Small Non Domestic Off Peak (related MPAN) | 0% | 0% | 0% | 0% | 0% | 0% | 30% | 30% | 97% | 0% | 0% | 0% | 0% | 0% | 0% | 0% | 0% | 0%
LV Medium Non-Domestic | 0% | 0% | 0% | 0% | 0% | 0% | 30% | 30% | 97% | 0% | 0% | 0% | 0% | 0% | 0% | 0% | 0% | 0%
LV Sub Medium Non-Domestic | 0% | 0% | 0% | 0% | 0% | 0% | 30% | 97% | 0% | 0% | 0% | 0% | 0% | 0% | 0% | 0% | 0% | 0%
HV Medium Non-Domestic | 0% | 0% | 0% | 0% | 57% | 0% | 91% | 0% | 0% | 0% | 0% | 0% | 0% | 0% | 0% | 0% | 0% | 0%
LV Network Domestic | 0% | 0% | 0% | 0% | 0% | 0% | 30% | 30% | 97% | 0% | 0% | 0% | 0% | 0% | 0% | 0% | 0% | 0%
LV Network Non-Domestic Non-CT | 0% | 0% | 0% | 0% | 0% | 0% | 30% | 30% | 97% | 0% | 0% | 0% | 0% | 0% | 0% | 0% | 0% | 0%
LV HH Metered | 0% | 0% | 0% | 0% | 0% | 0% | 30% | 30% | 97% | 0% | 0% | 0% | 0% | 0% | 0% | 0% | 0% | 0%
LV Sub HH Metered | 0% | 0% | 0% | 0% | 0% | 0% | 30% | 97% | 0% | 0% | 0% | 0% | 0% | 0% | 0% | 0% | 0% | 0%
HV HH Metered | 0% | 0% | 0% | 0% | 57% | 0% | 91% | 0% | 0% | 0% | 0% | 0% | 0% | 0% | 0% | 0% | 0% | 0%
NHH UMS category A | 0% | 0% | 0% | 0% | 0% | 0% | 30% | 30% | 97% | 0% | 0% | 0% | 0% | 0% | 0% | 0% | 0% | 0%
NHH UMS category B | 0% | 0% | 0% | 0% | 0% | 0% | 30% | 30% | 97% | 0% | 0% | 0% | 0% | 0% | 0% | 0% | 0% | 0%
NHH UMS category C | 0% | 0% | 0% | 0% | 0% | 0% | 30% | 30% | 97% | 0% | 0% | 0% | 0% | 0% | 0% | 0% | 0% | 0%
NHH UMS category D | 0% | 0% | 0% | 0% | 0% | 0% | 30% | 30% | 97% | 0% | 0% | 0% | 0% | 0% | 0% | 0% | 0% | 0%
LV UMS (Pseudo HH Metered) | 0% | 0% | 0% | 0% | 0% | 0% | 30% | 30% | 97% | 0% | 0% | 0% | 0% | 0% | 0% | 0% | 0% | 0%
LV Generation NHH or Aggregate HH | 0% | 0% | 0% | 0% | 0% | 0% | 30% | 30% | 97% | 0% | 0% | 0% | 0% | 0% | 0% | 0% | 0% | 0%
LV Sub Generation NHH | 0% | 0% | 0% | 0% | 0% | 0% | 30% | 97% | 0% | 0% | 0% | 0% | 0% | 0% | 0% | 0% | 0% | 0%
LV Generation Intermittent | 0% | 0% | 0% | 0% | 0% | 0% | 30% | 30% | 97% | 0% | 0% | 0% | 0% | 0% | 0% | 0% | 0% | 0%
LV Generation Intermittent no RP charge | 0% | 0% | 0% | 0% | 0% | 0% | 30% | 30% | 97% | 0% | 0% | 0% | 0% | 0% | 0% | 0% | 0% | 0%
LV Generation Non-Intermittent | 0% | 0% | 0% | 0% | 0% | 0% | 30% | 30% | 97% | 0% | 0% | 0% | 0% | 0% | 0% | 0% | 0% | 0%
LV Generation Non-Intermittent no RP charge | 0% | 0% | 0% | 0% | 0% | 0% | 30% | 30% | 97% | 0% | 0% | 0% | 0% | 0% | 0% | 0% | 0% | 0%
LV Sub Generation Intermittent | 0% | 0% | 0% | 0% | 0% | 0% | 30% | 97% | 0% | 0% | 0% | 0% | 0% | 0% | 0% | 0% | 0% | 0%
LV Sub Generation Intermittent no RP charge | 0% | 0% | 0% | 0% | 0% | 0% | 30% | 97% | 0% | 0% | 0% | 0% | 0% | 0% | 0% | 0% | 0% | 0%
LV Sub Generation Non-Intermittent | 0% | 0% | 0% | 0% | 0% | 0% | 30% | 97% | 0% | 0% | 0% | 0% | 0% | 0% | 0% | 0% | 0% | 0%
LV Sub Generation Non-Intermittent no RP charge | 0% | 0% | 0% | 0% | 0% | 0% | 30% | 97% | 0% | 0% | 0% | 0% | 0% | 0% | 0% | 0% | 0% | 0%
HV Generation Intermittent | 0% | 0% | 0% | 0% | 57% | 0% | 91% | 0% | 0% | 0% | 0% | 0% | 0% | 0% | 0% | 0% | 0% | 0%
HV Generation Intermittent no RP charge | 0% | 0% | 0% | 0% | 57% | 0% | 91% | 0% | 0% | 0% | 0% | 0% | 0% | 0% | 0% | 0% | 0% | 0%
HV Generation Non-Intermittent | 0% | 0% | 0% | 0% | 57% | 0% | 91% | 0% | 0% | 0% | 0% | 0% | 0% | 0% | 0% | 0% | 0% | 0%
HV Generation Non-Intermittent no RP charge | 0% | 0% | 0% | 0% | 57% | 0% | 91% | 0% | 0% | 0% | 0% | 0% | 0% | 0% | 0% | 0% | 0% | 0%

## Yard
Yardsticks for Electricity North West in 2019/20 (Version 1)
This sheet calculates average p/kWh and p/kW/day charges that would apply if no costs were recovered through capacity or fixed charges.
2901. Unit cost at each level, £/kW/year (relative to system simultaneous maximum load)
Data sources:
x1 = 2109. Network model annuity by simultaneous maximum load for each network level (£/kW/year)
x2 = 2710. Unit operating expenditure based on simultaneous maximum load (£/kW/year)
Combine tables = x1 or x2
| GSPs | Assets 132kV | Assets 132kV/EHV | Assets EHV | Assets EHV/HV | Assets 132kV/HV | Assets HV | Assets HV/LV | Assets LV circuits | Transmission exit | Operating 132kV | Operating 132kV/EHV | Operating EHV | Operating EHV/HV | Operating 132kV/HV | Operating HV | Operating HV/LV | Operating LV circuits
Unit cost at each level, £/kW/year (relative to system simultaneous maximum load) |  | 10.9195 | 4.3405 | 11.0292 | 6.995 | 0 | 12.8523 | 11.8244 | 6.8934 | 6.0658 | 4.3007 | 1.7096 | 4.344 | 2.7551 | 0 | 5.062 | 4.6572 | 2.715
2902. Pay-as-you-go yardstick unit costs by charging level (p/kWh)
Data sources:
x1 = 2901. Unit cost at each level, £/kW/year (relative to system simultaneous maximum load)
x2 = 2302. Load coefficient
x3 = 2012. Loss adjustment factors between end user meter reading and each network level, scaled by network use
x4 = 2804. Proportion of annual charge covered by contributions (for all charging levels)
x5 = 1010. Days in the charging year (in Financial and general assumptions)
Calculation =x1*x2*x3*(1-x4)/(24*x5)*100
| GSPs | Assets 132kV | Assets 132kV/EHV | Assets EHV | Assets EHV/HV | Assets 132kV/HV | Assets HV | Assets HV/LV | Assets LV circuits | Transmission exit | Operating 132kV | Operating 132kV/EHV | Operating EHV | Operating EHV/HV | Operating 132kV/HV | Operating HV | Operating HV/LV | Operating LV circuits
Domestic Unrestricted | 0 | 0.27728 | 0.10968 | 0.27694 | 0.1747 | 0 | 0.22201 | 0.20157 | 0.0047889 | 0.15558 | 0.10921 | 0.043198 | 0.10908 | 0.068806 | 0 | 0.12492 | 0.11341 | 0.062873
Domestic Two Rate | 0 | 0.17267 | 0.068299 | 0.17246 | 0.10879 | 0 | 0.13825 | 0.12552 | 0.0029822 | 0.096881 | 0.068007 | 0.0269 | 0.067925 | 0.042848 | 0 | 0.077789 | 0.070626 | 0.039152
Domestic Off Peak (related MPAN) | 0 | 0 | 0 | 0 | 0 | 0 | 0 | 0 | 0 | 0 | 0 | 0 | 0 | 0 | 0 | 0 | 0 | 0
Small Non Domestic Unrestricted | 0 | 0.2229 | 0.088169 | 0.22263 | 0.14044 | 0 | 0.17847 | 0.16204 | 0.0038498 | 0.12507 | 0.087791 | 0.034726 | 0.087686 | 0.055313 | 0 | 0.10042 | 0.091173 | 0.050543
Small Non Domestic Two Rate | 0 | 0.18044 | 0.071374 | 0.18022 | 0.11369 | 0 | 0.14448 | 0.13117 | 0.0031164 | 0.10124 | 0.071068 | 0.028111 | 0.070983 | 0.044776 | 0 | 0.081291 | 0.073805 | 0.040915
Small Non Domestic Off Peak (related MPAN) | 0 | 0 | 0 | 0 | 0 | 0 | 0 | 0 | 0 | 0 | 0 | 0 | 0 | 0 | 0 | 0 | 0 | 0
LV Medium Non-Domestic | 0 | 0.19229 | 0.076062 | 0.19206 | 0.12115 | 0 | 0.15397 | 0.13979 | 0.0033211 | 0.10789 | 0.075736 | 0.029958 | 0.075646 | 0.047717 | 0 | 0.08663 | 0.078653 | 0.043602
LV Sub Medium Non-Domestic | 0 | 0.18238 | 0.072142 | 0.18216 | 0.11491 | 0 | 0.14603 | 0.0056822 | 0 | 0.10233 | 0.071833 | 0.028414 | 0.071747 | 0.045258 | 0 | 0.082165 | 0.0746 | 0
HV Medium Non-Domestic | 0 | 0.1914 | 0.075709 | 0.19117 | 0.051854 | 0 | 0.019704 | 0 | 0 | 0.10739 | 0.075385 | 0.029819 | 0.075295 | 0.047496 | 0 | 0.086229 | 0 | 0
LV Network Domestic | 0 | 0.27728 | 0.10968 | 0.27694 | 0.1747 | 0 | 0.22201 | 0.20157 | 0.0047889 | 0.15558 | 0.10921 | 0.043198 | 0.10908 | 0.068806 | 0 | 0.12492 | 0.11341 | 0.062873
LV Network Non-Domestic Non-CT | 0 | 0.2229 | 0.088169 | 0.22263 | 0.14044 | 0 | 0.17847 | 0.16204 | 0.0038498 | 0.12507 | 0.087791 | 0.034726 | 0.087686 | 0.055313 | 0 | 0.10042 | 0.091173 | 0.050543
LV HH Metered | 0 | 0.19814 | 0.078376 | 0.1979 | 0.12484 | 0 | 0.15865 | 0.14404 | 0.0034222 | 0.11117 | 0.07804 | 0.030869 | 0.077947 | 0.049169 | 0 | 0.089265 | 0.081046 | 0.044929
LV Sub HH Metered | 0 | 0.17663 | 0.069868 | 0.17642 | 0.11129 | 0 | 0.14143 | 0.0055031 | 0 | 0.099107 | 0.069569 | 0.027518 | 0.069486 | 0.043832 | 0 | 0.079576 | 0.072249 | 0
HV HH Metered | 0 | 0.15118 | 0.0598 | 0.151 | 0.040958 | 0 | 0.015563 | 0 | 0 | 0.084825 | 0.059544 | 0.023553 | 0.059473 | 0.037515 | 0 | 0.068109 | 0 | 0
NHH UMS category A | 0 | 0.13631 | 0.053919 | 0.13615 | 0.085883 | 0 | 0.10914 | 0.099093 | 0.0023543 | 0.076483 | 0.053688 | 0.021237 | 0.053624 | 0.033826 | 0 | 0.06141 | 0.055756 | 0.030909
NHH UMS category B | 0 | 0.28812 | 0.11397 | 0.28777 | 0.18153 | 0 | 0.23069 | 0.20945 | 0.0049762 | 0.16166 | 0.11348 | 0.044887 | 0.11334 | 0.071497 | 0 | 0.1298 | 0.11785 | 0.065331
NHH UMS category C | 0 | 0.52871 | 0.20914 | 0.52808 | 0.33312 | 0 | 0.42334 | 0.38436 | 0.0091317 | 0.29666 | 0.20824 | 0.082371 | 0.20799 | 0.1312 | 0 | 0.23819 | 0.21626 | 0.11989
NHH UMS category D | 0 | 0 | 0 | 0 | 0 | 0 | 0 | 0 | 0 | 0 | 0 | 0 | 0 | 0 | 0 | 0 | 0 | 0
LV UMS (Pseudo HH Metered) | 0 | 0.28133 | 0.11128 | 0.28099 | 0.17725 | 0 | 0.22526 | 0.20452 | 0.004859 | 0.15785 | 0.1108 | 0.043829 | 0.11067 | 0.069812 | 0 | 0.12674 | 0.11507 | 0.063792
LV Generation NHH or Aggregate HH | 0 | -0.13631 | -0.053919 | -0.13615 | -0.085883 | 0 | -0.10914 | -0.099093 | 0 | -0.076483 | -0.053688 | -0.021237 | -0.053624 | -0.033826 | 0 | -0.06141 | -0.055756 | 0
LV Sub Generation NHH | 0 | -0.12962 | -0.051272 | -0.12947 | -0.081667 | 0 | -0.10379 | 0 | 0 | -0.072729 | -0.051053 | -0.020194 | -0.050991 | -0.032166 | 0 | -0.058396 | 0 | 0
LV Generation Intermittent | 0 | -0.13631 | -0.053919 | -0.13615 | -0.085883 | 0 | -0.10914 | -0.099093 | 0 | -0.076483 | -0.053688 | -0.021237 | -0.053624 | -0.033826 | 0 | -0.06141 | -0.055756 | 0
LV Generation Intermittent no RP charge | 0 | -0.13631 | -0.053919 | -0.13615 | -0.085883 | 0 | -0.10914 | -0.099093 | 0 | -0.076483 | -0.053688 | -0.021237 | -0.053624 | -0.033826 | 0 | -0.06141 | -0.055756 | 0
LV Generation Non-Intermittent | 0 | -0.13631 | -0.053919 | -0.13615 | -0.085883 | 0 | -0.10914 | -0.099093 | 0 | -0.076483 | -0.053688 | -0.021237 | -0.053624 | -0.033826 | 0 | -0.06141 | -0.055756 | 0
LV Generation Non-Intermittent no RP charge | 0 | -0.13631 | -0.053919 | -0.13615 | -0.085883 | 0 | -0.10914 | -0.099093 | 0 | -0.076483 | -0.053688 | -0.021237 | -0.053624 | -0.033826 | 0 | -0.06141 | -0.055756 | 0
LV Sub Generation Intermittent | 0 | -0.12962 | -0.051272 | -0.12947 | -0.081667 | 0 | -0.10379 | 0 | 0 | -0.072729 | -0.051053 | -0.020194 | -0.050991 | -0.032166 | 0 | -0.058396 | 0 | 0
LV Sub Generation Intermittent no RP charge | 0 | -0.12962 | -0.051272 | -0.12947 | -0.081667 | 0 | -0.10379 | 0 | 0 | -0.072729 | -0.051053 | -0.020194 | -0.050991 | -0.032166 | 0 | -0.058396 | 0 | 0
LV Sub Generation Non-Intermittent | 0 | -0.12962 | -0.051272 | -0.12947 | -0.081667 | 0 | -0.10379 | 0 | 0 | -0.072729 | -0.051053 | -0.020194 | -0.050991 | -0.032166 | 0 | -0.058396 | 0 | 0
LV Sub Generation Non-Intermittent no RP charge | 0 | -0.12962 | -0.051272 | -0.12947 | -0.081667 | 0 | -0.10379 | 0 | 0 | -0.072729 | -0.051053 | -0.020194 | -0.050991 | -0.032166 | 0 | -0.058396 | 0 | 0
HV Generation Intermittent | 0 | -0.12792 | -0.050598 | -0.12776 | -0.034655 | 0 | 0 | 0 | 0 | -0.071772 | -0.050381 | -0.019928 | -0.050321 | -0.031742 | 0 | 0 | 0 | 0
HV Generation Intermittent no RP charge | 0 | -0.12792 | -0.050598 | -0.12776 | -0.034655 | 0 | 0 | 0 | 0 | -0.071772 | -0.050381 | -0.019928 | -0.050321 | -0.031742 | 0 | 0 | 0 | 0
HV Generation Non-Intermittent | 0 | -0.12792 | -0.050598 | -0.12776 | -0.034655 | 0 | 0 | 0 | 0 | -0.071772 | -0.050381 | -0.019928 | -0.050321 | -0.031742 | 0 | 0 | 0 | 0
HV Generation Non-Intermittent no RP charge | 0 | -0.12792 | -0.050598 | -0.12776 | -0.034655 | 0 | 0 | 0 | 0 | -0.071772 | -0.050381 | -0.019928 | -0.050321 | -0.031742 | 0 | 0 | 0 | 0
2903. Contributions to pay-as-you-go unit rate 1 (p/kWh)
Data sources:
x1 = 2460. Unit rate 1 pseudo load coefficient by network level (combined)
x2 = 2901. Unit cost at each level, £/kW/year (relative to system simultaneous maximum load)
x3 = 2012. Loss adjustment factors between end user meter reading and each network level, scaled by network use
x4 = 2804. Proportion of annual charge covered by contributions (for all charging levels)
x5 = 1010. Days in the charging year (in Financial and general assumptions)
Calculation =x1*x2*x3*(1-x4)*100/(24*x5)
| GSPs | Assets 132kV | Assets 132kV/EHV | Assets EHV | Assets EHV/HV | Assets 132kV/HV | Assets HV | Assets HV/LV | Assets LV circuits | Transmission exit | Operating 132kV | Operating 132kV/EHV | Operating EHV | Operating EHV/HV | Operating 132kV/HV | Operating HV | Operating HV/LV | Operating LV circuits
Domestic Unrestricted | 0 | 0.25586 | 0.10121 | 0.25009 | 0.15776 | 0 | 0.20048 | 0.18202 | 0.0043245 | 0.15125 | 0.10077 | 0.039862 | 0.098499 | 0.062134 | 0 | 0.1128 | 0.10242 | 0.056775
Domestic Two Rate | 0 | 0.31311 | 0.12385 | 0.30525 | 0.19255 | 0 | 0.2447 | 0.22217 | 0.0052784 | 0.18682 | 0.12332 | 0.048781 | 0.12023 | 0.075839 | 0 | 0.13768 | 0.12501 | 0.069299
Domestic Off Peak (related MPAN) | 0 | 0.033132 | 0.013105 | 0.037226 | 0.023483 | 0 | 0.029843 | 0.027095 | 0.00064372 | 0.0090593 | 0.013049 | 0.0051617 | 0.014662 | 0.0092489 | 0 | 0.016791 | 0.015245 | 0.0084513
Small Non Domestic Unrestricted | 0 | 0.23072 | 0.091263 | 0.23598 | 0.14886 | 0 | 0.18918 | 0.17176 | 0.0040807 | 0.12849 | 0.090872 | 0.035945 | 0.092945 | 0.05863 | 0 | 0.10644 | 0.09664 | 0.053574
Small Non Domestic Two Rate | 0 | 0.24627 | 0.097414 | 0.24919 | 0.15719 | 0 | 0.19976 | 0.18137 | 0.004309 | 0.14022 | 0.096997 | 0.038368 | 0.098146 | 0.061911 | 0 | 0.1124 | 0.10205 | 0.056572
Small Non Domestic Off Peak (related MPAN) | 0 | 0.025096 | 0.0099269 | 0.027838 | 0.01756 | 0 | 0.022316 | 0.020262 | 0.00048138 | 0.0049711 | 0.0098844 | 0.0039098 | 0.010964 | 0.0069164 | 0 | 0.012557 | 0.0114 | 0.0063199
LV Medium Non-Domestic | 0 | 0.22475 | 0.088899 | 0.22646 | 0.14285 | 0 | 0.18154 | 0.16482 | 0.0039159 | 0.1293 | 0.088518 | 0.035014 | 0.089192 | 0.056263 | 0 | 0.10214 | 0.092739 | 0.051411
LV Sub Medium Non-Domestic | 0 | 0.55674 | 0.22022 | 0.5615 | 0.3542 | 0 | 0.45013 | 0.017515 | 0 | 0.31976 | 0.21928 | 0.086737 | 0.22115 | 0.1395 | 0 | 0.25327 | 0.22995 | 0
HV Medium Non-Domestic | 0 | 0.66859 | 0.26447 | 0.67601 | 0.18336 | 0 | 0.069676 | 0 | 0 | 0.38273 | 0.26333 | 0.10416 | 0.26625 | 0.16795 | 0 | 0.30492 | 0 | 0
LV Network Domestic | 0 | 1.484 | 0.58701 | 1.25 | 0.78853 | 0 | 1.0021 | 0.90983 | 0.021616 | 1.0808 | 0.5845 | 0.2312 | 0.49235 | 0.31057 | 0 | 0.56384 | 0.51192 | 0.28379
LV Network Non-Domestic Non-CT | 0 | 1.356 | 0.53636 | 1.1421 | 0.72047 | 0 | 0.9156 | 0.83129 | 0.01975 | 0.98827 | 0.53406 | 0.21125 | 0.44985 | 0.28376 | 0 | 0.51517 | 0.46773 | 0.25929
LV HH Metered | 0 | 1.2162 | 0.48107 | 1.0244 | 0.64622 | 0 | 0.82124 | 0.74562 | 0.017715 | 0.88616 | 0.47901 | 0.18948 | 0.40349 | 0.25452 | 0 | 0.46208 | 0.41953 | 0.23257
LV Sub HH Metered | 0 | 1.1345 | 0.44875 | 0.95561 | 0.6028 | 0 | 0.76607 | 0.029808 | 0 | 0.82662 | 0.44683 | 0.17674 | 0.37638 | 0.23742 | 0 | 0.43103 | 0.39134 | 0
HV HH Metered | 0 | 1.0156 | 0.40174 | 0.8555 | 0.23205 | 0 | 0.088176 | 0 | 0 | 0.74002 | 0.40002 | 0.15823 | 0.33695 | 0.21255 | 0 | 0.38588 | 0 | 0
NHH UMS category A | 0 | 0.16694 | 0.066033 | 0.16684 | 0.10525 | 0 | 0.13375 | 0.12143 | 0.0028851 | 0.093544 | 0.06575 | 0.026008 | 0.065713 | 0.041452 | 0 | 0.075256 | 0.068326 | 0.037877
NHH UMS category B | 0 | 0.20953 | 0.082881 | 0.18385 | 0.11597 | 0 | 0.14738 | 0.13381 | 0.0031791 | 0.14005 | 0.082526 | 0.032644 | 0.07241 | 0.045677 | 0 | 0.082925 | 0.075289 | 0.041737
NHH UMS category C | 0 | 0.38348 | 0.15169 | 0.3336 | 0.21044 | 0 | 0.26743 | 0.2428 | 0.0057686 | 0.26736 | 0.15104 | 0.059743 | 0.13139 | 0.082883 | 0 | 0.15047 | 0.13662 | 0.075735
NHH UMS category D | 0 | 0.14634 | 0.057886 | 0.16488 | 0.10401 | 0 | 0.13218 | 0.12 | 0.0028511 | 0.066178 | 0.057638 | 0.022799 | 0.06494 | 0.040964 | 0 | 0.074369 | 0.067522 | 0.037431
LV UMS (Pseudo HH Metered) | 0 | 3.6221 | 1.4327 | 3.0066 | 1.8966 | 0 | 2.4102 | 2.1883 | 0.05199 | 2.7274 | 1.4266 | 0.5643 | 1.1842 | 0.74699 | 0 | 1.3561 | 1.2313 | 0.68257
LV Generation Non-Intermittent | 0 | -1.018 | -0.40269 | -0.85753 | -0.54093 | 0 | -0.68744 | -0.62414 | 0 | -0.74177 | -0.40097 | -0.1586 | -0.33775 | -0.21305 | 0 | -0.38679 | -0.35118 | 0
LV Generation Non-Intermittent no RP charge | 0 | -1.018 | -0.40269 | -0.85753 | -0.54093 | 0 | -0.68744 | -0.62414 | 0 | -0.74177 | -0.40097 | -0.1586 | -0.33775 | -0.21305 | 0 | -0.38679 | -0.35118 | 0
LV Sub Generation Non-Intermittent | 0 | -0.96807 | -0.38292 | -0.81544 | -0.51438 | 0 | -0.6537 | 0 | 0 | -0.70536 | -0.38128 | -0.15082 | -0.32117 | -0.2026 | 0 | -0.36781 | 0 | 0
LV Sub Generation Non-Intermittent no RP charge | 0 | -0.96807 | -0.38292 | -0.81544 | -0.51438 | 0 | -0.6537 | 0 | 0 | -0.70536 | -0.38128 | -0.15082 | -0.32117 | -0.2026 | 0 | -0.36781 | 0 | 0
HV Generation Non-Intermittent | 0 | -0.95533 | -0.37789 | -0.80471 | -0.21827 | 0 | 0 | 0 | 0 | -0.69608 | -0.37627 | -0.14884 | -0.31694 | -0.19993 | 0 | 0 | 0 | 0
HV Generation Non-Intermittent no RP charge | 0 | -0.95533 | -0.37789 | -0.80471 | -0.21827 | 0 | 0 | 0 | 0 | -0.69608 | -0.37627 | -0.14884 | -0.31694 | -0.19993 | 0 | 0 | 0 | 0
2904. Contributions to pay-as-you-go unit rate 2 (p/kWh)
Data sources:
x1 = 2461. Unit rate 2 pseudo load coefficient by network level (combined)
x2 = 2901. Unit cost at each level, £/kW/year (relative to system simultaneous maximum load)
x3 = 2012. Loss adjustment factors between end user meter reading and each network level, scaled by network use
x4 = 2804. Proportion of annual charge covered by contributions (for all charging levels)
x5 = 1010. Days in the charging year (in Financial and general assumptions)
Calculation =x1*x2*x3*(1-x4)*100/(24*x5)
| GSPs | Assets 132kV | Assets 132kV/EHV | Assets EHV | Assets EHV/HV | Assets 132kV/HV | Assets HV | Assets HV/LV | Assets LV circuits | Transmission exit | Operating 132kV | Operating 132kV/EHV | Operating EHV | Operating EHV/HV | Operating 132kV/HV | Operating HV | Operating HV/LV | Operating LV circuits
Domestic Two Rate | 0 | 0.02928 | 0.011582 | 0.030106 | 0.018991 | 0 | 0.024135 | 0.021912 | 0.0005206 | 0.0035252 | 0.011532 | 0.0045616 | 0.011858 | 0.0074799 | 0 | 0.01358 | 0.012329 | 0.0068348
Small Non Domestic Two Rate | 0 | 0.023388 | 0.0092514 | 0.024047 | 0.015169 | 0 | 0.019277 | 0.017502 | 0.00041582 | 0.002816 | 0.0092118 | 0.0036438 | 0.0094712 | 0.0059745 | 0 | 0.010847 | 0.0098478 | 0.0054592
LV Medium Non-Domestic | 0 | 0.019993 | 0.0079083 | 0.020557 | 0.012968 | 0 | 0.01648 | 0.014962 | 0.00035548 | 0.0024071 | 0.0078745 | 0.0031148 | 0.0080967 | 0.0051074 | 0 | 0.0092724 | 0.0084186 | 0.004667
LV Sub Medium Non-Domestic | 0 | 0.049893 | 0.019736 | 0.051301 | 0.032361 | 0 | 0.041126 | 0.0016002 | 0 | 0.006007 | 0.019651 | 0.0077731 | 0.020206 | 0.012746 | 0 | 0.02314 | 0.021009 | 0
HV Medium Non-Domestic | 0 | 0.060019 | 0.023741 | 0.061713 | 0.016739 | 0 | 0.0063607 | 0 | 0 | 0.0072261 | 0.023639 | 0.0093506 | 0.024306 | 0.015332 | 0 | 0.027836 | 0 | 0
LV Network Domestic | 0 | 0.17183 | 0.067969 | 0.24185 | 0.15256 | 0 | 0.19388 | 0.17603 | 0.0041822 | 0.044189 | 0.067677 | 0.02677 | 0.095257 | 0.060089 | 0 | 0.10909 | 0.099045 | 0.054907
LV Network Non-Domestic Non-CT | 0 | 0.157 | 0.062103 | 0.22098 | 0.13939 | 0 | 0.17715 | 0.16083 | 0.0038212 | 0.040407 | 0.061837 | 0.02446 | 0.087035 | 0.054902 | 0 | 0.099673 | 0.090495 | 0.050167
LV HH Metered | 0 | 0.14082 | 0.055702 | 0.19821 | 0.12503 | 0 | 0.15889 | 0.14426 | 0.0034274 | 0.036232 | 0.055463 | 0.021939 | 0.078066 | 0.049244 | 0 | 0.089402 | 0.081169 | 0.044997
LV Sub HH Metered | 0 | 0.13136 | 0.051959 | 0.18489 | 0.11663 | 0 | 0.14822 | 0.0057672 | 0 | 0.033798 | 0.051737 | 0.020465 | 0.07282 | 0.045935 | 0 | 0.083395 | 0.075716 | 0
HV HH Metered | 0 | 0.1176 | 0.046516 | 0.16552 | 0.044897 | 0 | 0.01706 | 0 | 0 | 0.030257 | 0.046317 | 0.018321 | 0.065192 | 0.041123 | 0 | 0.074658 | 0 | 0
LV UMS (Pseudo HH Metered) | 0 | 0.13598 | 0.053788 | 0.18608 | 0.11738 | 0 | 0.14917 | 0.13543 | 0.0032177 | 0.035116 | 0.053558 | 0.021185 | 0.073288 | 0.046231 | 0 | 0.083931 | 0.076202 | 0.042244
LV Generation Non-Intermittent | 0 | -0.11788 | -0.046626 | -0.16591 | -0.10466 | 0 | -0.133 | -0.12076 | 0 | -0.030329 | -0.046427 | -0.018364 | -0.065346 | -0.041221 | 0 | -0.074835 | -0.067945 | 0
LV Generation Non-Intermittent no RP charge | 0 | -0.11788 | -0.046626 | -0.16591 | -0.10466 | 0 | -0.133 | -0.12076 | 0 | -0.030329 | -0.046427 | -0.018364 | -0.065346 | -0.041221 | 0 | -0.074835 | -0.067945 | 0
LV Sub Generation Non-Intermittent | 0 | -0.11209 | -0.044338 | -0.15777 | -0.099521 | 0 | -0.12647 | 0 | 0 | -0.02884 | -0.044148 | -0.017463 | -0.062139 | -0.039197 | 0 | -0.071162 | 0 | 0
LV Sub Generation Non-Intermittent no RP charge | 0 | -0.11209 | -0.044338 | -0.15777 | -0.099521 | 0 | -0.12647 | 0 | 0 | -0.02884 | -0.044148 | -0.017463 | -0.062139 | -0.039197 | 0 | -0.071162 | 0 | 0
HV Generation Non-Intermittent | 0 | -0.11062 | -0.043754 | -0.15569 | -0.042231 | 0 | 0 | 0 | 0 | -0.028461 | -0.043567 | -0.017233 | -0.061321 | -0.038682 | 0 | 0 | 0 | 0
HV Generation Non-Intermittent no RP charge | 0 | -0.11062 | -0.043754 | -0.15569 | -0.042231 | 0 | 0 | 0 | 0 | -0.028461 | -0.043567 | -0.017233 | -0.061321 | -0.038682 | 0 | 0 | 0 | 0
2905. Contributions to pay-as-you-go unit rate 3 (p/kWh)
Data sources:
x1 = 2462. Unit rate 3 pseudo load coefficient by network level (combined)
x2 = 2901. Unit cost at each level, £/kW/year (relative to system simultaneous maximum load)
x3 = 2012. Loss adjustment factors between end user meter reading and each network level, scaled by network use
x4 = 2804. Proportion of annual charge covered by contributions (for all charging levels)
x5 = 1010. Days in the charging year (in Financial and general assumptions)
Calculation =x1*x2*x3*(1-x4)*100/(24*x5)
| GSPs | Assets 132kV | Assets 132kV/EHV | Assets EHV | Assets EHV/HV | Assets 132kV/HV | Assets HV | Assets HV/LV | Assets LV circuits | Transmission exit | Operating 132kV | Operating 132kV/EHV | Operating EHV | Operating EHV/HV | Operating 132kV/HV | Operating HV | Operating HV/LV | Operating LV circuits
LV Network Domestic | 0 | 0.026141 | 0.01034 | 0.026879 | 0.016955 | 0 | 0.021548 | 0.019563 | 0.0004648 | 0.0031458 | 0.010296 | 0.0040727 | 0.010587 | 0.0066781 | 0 | 0.012124 | 0.011008 | 0.0061022
LV Network Non-Domestic Non-CT | 0 | 0.023885 | 0.009448 | 0.024559 | 0.015492 | 0 | 0.019688 | 0.017875 | 0.00042467 | 0.0028766 | 0.0094075 | 0.0037212 | 0.0096728 | 0.0061016 | 0 | 0.011077 | 0.010057 | 0.0055754
LV HH Metered | 0 | 0.021423 | 0.0084742 | 0.022028 | 0.013895 | 0 | 0.017659 | 0.016033 | 0.00038091 | 0.0025793 | 0.0084379 | 0.0033376 | 0.008676 | 0.0054728 | 0 | 0.0099358 | 0.0090209 | 0.0050009
LV Sub HH Metered | 0 | 0.019984 | 0.0079048 | 0.020548 | 0.012962 | 0 | 0.016472 | 0.00064095 | 0 | 0.002406 | 0.0078709 | 0.0031134 | 0.0080931 | 0.0051051 | 0 | 0.0092683 | 0.0084148 | 0
HV HH Metered | 0 | 0.017891 | 0.0070767 | 0.018395 | 0.0049897 | 0 | 0.001896 | 0 | 0 | 0.002154 | 0.0070464 | 0.0027872 | 0.0072452 | 0.0045703 | 0 | 0.0082973 | 0 | 0
LV UMS (Pseudo HH Metered) | 0 | 0.022045 | 0.0087199 | 0.022667 | 0.014298 | 0 | 0.018171 | 0.016498 | 0.00039196 | 0.0026541 | 0.0086825 | 0.0034344 | 0.0089276 | 0.0056315 | 0 | 0.010224 | 0.0092825 | 0.0051459
LV Generation Non-Intermittent | 0 | -0.017933 | -0.0070935 | -0.018439 | -0.011631 | 0 | -0.014782 | -0.013421 | 0 | -0.0021591 | -0.0070631 | -0.0027938 | -0.0072624 | -0.0045812 | 0 | -0.008317 | -0.0075512 | 0
LV Generation Non-Intermittent no RP charge | 0 | -0.017933 | -0.0070935 | -0.018439 | -0.011631 | 0 | -0.014782 | -0.013421 | 0 | -0.0021591 | -0.0070631 | -0.0027938 | -0.0072624 | -0.0045812 | 0 | -0.008317 | -0.0075512 | 0
LV Sub Generation Non-Intermittent | 0 | -0.017053 | -0.0067453 | -0.017534 | -0.01106 | 0 | -0.014056 | 0 | 0 | -0.0020531 | -0.0067164 | -0.0026567 | -0.0069059 | -0.0043563 | 0 | -0.0079087 | 0 | 0
LV Sub Generation Non-Intermittent no RP charge | 0 | -0.017053 | -0.0067453 | -0.017534 | -0.01106 | 0 | -0.014056 | 0 | 0 | -0.0020531 | -0.0067164 | -0.0026567 | -0.0069059 | -0.0043563 | 0 | -0.0079087 | 0 | 0
HV Generation Non-Intermittent | 0 | -0.016828 | -0.0066565 | -0.017303 | -0.0046934 | 0 | 0 | 0 | 0 | -0.0020261 | -0.006628 | -0.0026218 | -0.0068151 | -0.004299 | 0 | 0 | 0 | 0
HV Generation Non-Intermittent no RP charge | 0 | -0.016828 | -0.0066565 | -0.017303 | -0.0046934 | 0 | 0 | 0 | 0 | -0.0020261 | -0.006628 | -0.0026218 | -0.0068151 | -0.004299 | 0 | 0 | 0 | 0

## Standing
Allocation to standing charges for Electricity North West in 2019/20 (Version 1)
This sheet reallocates some costs from unit charges to fixed or capacity charges, for demand users only.
3001. Costs based on aggregate maximum load (£/kW/year)
Data sources:
x1 = 2901. Unit cost at each level, £/kW/year (relative to system simultaneous maximum load)
x2 = 2612. Diversity allowances (including calculated LV value)
Calculation =x1/(1+x2)
| GSPs | Assets 132kV | Assets 132kV/EHV | Assets EHV | Assets EHV/HV | Assets 132kV/HV | Assets HV | Assets HV/LV | Assets LV circuits | Transmission exit | Operating 132kV | Operating 132kV/EHV | Operating EHV | Operating EHV/HV | Operating 132kV/HV | Operating HV | Operating HV/LV | Operating LV circuits
Costs based on aggregate maximum load (£/kW/year) | 0 | 9.6108 | 3.8204 | 8.8945 | 5.6411 | 0 | 8.3654 | 7.6964 | 4.0992 | 5.7037 | 3.7853 | 1.5047 | 3.5032 | 2.2218 | 0 | 3.2948 | 3.0313 | 1.6145
3002. Capacity elements p/kVA/day
This calculation uses aggregate maximum load and no coincidence factor.
Data sources:
x1 = 2602. Standing charges factors adapted to use 132kV/HV
x2 = 2012. Loss adjustment factors between end user meter reading and each network level, scaled by network use
x3 = 3001. Costs based on aggregate maximum load (£/kW/year)
x4 = 1010. Power factor for all flows in the network model (in Financial and general assumptions)
x5 = 1010. Days in the charging year (in Financial and general assumptions)
x6 = 2804. Proportion of annual charge covered by contributions (for all charging levels)
Calculation =100*x1*x2*x3*x4/x5*(1-x6)
| GSPs | Assets 132kV | Assets 132kV/EHV | Assets EHV | Assets EHV/HV | Assets 132kV/HV | Assets HV | Assets HV/LV | Assets LV circuits | Transmission exit | Operating 132kV | Operating 132kV/EHV | Operating EHV | Operating EHV/HV | Operating 132kV/HV | Operating HV | Operating HV/LV | Operating LV circuits
Domestic Unrestricted | 0 | 0 | 0 | 0 | 0 | 0 | 0 | 0 | 0.03192 | 0 | 0 | 0 | 0 | 0 | 0 | 0 | 0 | 0.41907
Domestic Two Rate | 0 | 0 | 0 | 0 | 0 | 0 | 0 | 0 | 0.03192 | 0 | 0 | 0 | 0 | 0 | 0 | 0 | 0 | 0.41907
Domestic Off Peak (related MPAN) | 0 | 0 | 0 | 0 | 0 | 0 | 0 | 0 | 0.03192 | 0 | 0 | 0 | 0 | 0 | 0 | 0 | 0 | 0.41907
Small Non Domestic Unrestricted | 0 | 0 | 0 | 0 | 0 | 0 | 0 | 0 | 0.03192 | 0 | 0 | 0 | 0 | 0 | 0 | 0 | 0 | 0.41907
Small Non Domestic Two Rate | 0 | 0 | 0 | 0 | 0 | 0 | 0 | 0 | 0.03192 | 0 | 0 | 0 | 0 | 0 | 0 | 0 | 0 | 0.41907
Small Non Domestic Off Peak (related MPAN) | 0 | 0 | 0 | 0 | 0 | 0 | 0 | 0 | 0.03192 | 0 | 0 | 0 | 0 | 0 | 0 | 0 | 0 | 0.41907
LV Medium Non-Domestic | 0 | 0 | 0 | 0 | 0 | 0 | 0 | 0 | 0.03192 | 0 | 0 | 0 | 0 | 0 | 0 | 0 | 0 | 0.41907
LV Sub Medium Non-Domestic | 0 | 0 | 0 | 0 | 0 | 0 | 0 | 0.059931 | 0 | 0 | 0 | 0 | 0 | 0 | 0 | 0 | 0.78681 | 0
HV Medium Non-Domestic | 0 | 0 | 0 | 0.46983 | 0.6372 | 0 | 0.19542 | 0 | 0 | 0 | 0 | 0 | 0.18505 | 0.58365 | 0 | 0.85521 | 0 | 0
LV Network Domestic | 0 | 0 | 0 | 0 | 0 | 0 | 0 | 0 | 0.03192 | 0 | 0 | 0 | 0 | 0 | 0 | 0 | 0 | 0.41907
LV Network Non-Domestic Non-CT | 0 | 0 | 0 | 0 | 0 | 0 | 0 | 0 | 0.03192 | 0 | 0 | 0 | 0 | 0 | 0 | 0 | 0 | 0.41907
LV HH Metered | 0 | 0 | 0 | 0 | 0 | 0 | 0.32394 | 1.4706 | 0.03192 | 0 | 0 | 0 | 0 | 0 | 0 | 0.18227 | 0.82743 | 0.41907
LV Sub HH Metered | 0 | 0 | 0 | 0 | 0 | 0 | 1.5402 | 0.059931 | 0 | 0 | 0 | 0 | 0 | 0 | 0 | 0.86661 | 0.78681 | 0
HV HH Metered | 0 | 0 | 0 | 0.46983 | 0.6372 | 0 | 0.19542 | 0 | 0 | 0 | 0 | 0 | 0.18505 | 0.58365 | 0 | 0.85521 | 0 | 0
NHH UMS category A | 0 | 0 | 0 | 0 | 0 | 0 | 0 | 0 | 0 | 0 | 0 | 0 | 0 | 0 | 0 | 0 | 0 | 0
NHH UMS category B | 0 | 0 | 0 | 0 | 0 | 0 | 0 | 0 | 0 | 0 | 0 | 0 | 0 | 0 | 0 | 0 | 0 | 0
NHH UMS category C | 0 | 0 | 0 | 0 | 0 | 0 | 0 | 0 | 0 | 0 | 0 | 0 | 0 | 0 | 0 | 0 | 0 | 0
NHH UMS category D | 0 | 0 | 0 | 0 | 0 | 0 | 0 | 0 | 0 | 0 | 0 | 0 | 0 | 0 | 0 | 0 | 0 | 0
LV UMS (Pseudo HH Metered) | 0 | 0 | 0 | 0 | 0 | 0 | 0 | 0 | 0 | 0 | 0 | 0 | 0 | 0 | 0 | 0 | 0 | 0
3003. Yardstick components p/kWh (taking account of standing charges)
Data sources:
x1 = 2602. Standing charges factors adapted to use 132kV/HV
x2 = 2902. Pay-as-you-go yardstick unit costs by charging level (p/kWh)
Calculation =(1-x1)*x2
| GSPs | Assets 132kV | Assets 132kV/EHV | Assets EHV | Assets EHV/HV | Assets 132kV/HV | Assets HV | Assets HV/LV | Assets LV circuits | Transmission exit | Operating 132kV | Operating 132kV/EHV | Operating EHV | Operating EHV/HV | Operating 132kV/HV | Operating HV | Operating HV/LV | Operating LV circuits
Domestic Unrestricted | 0 | 0.27728 | 0.10968 | 0.27694 | 0.1747 | 0 | 0.22201 | 0.20157 | 0 | 0.15558 | 0.10921 | 0.043198 | 0.10908 | 0.068806 | 0 | 0.12492 | 0.11341 | 0
Domestic Two Rate | 0 | 0.17267 | 0.068299 | 0.17246 | 0.10879 | 0 | 0.13825 | 0.12552 | 0 | 0.096881 | 0.068007 | 0.0269 | 0.067925 | 0.042848 | 0 | 0.077789 | 0.070626 | 0
Domestic Off Peak (related MPAN) | 0 | 0 | 0 | 0 | 0 | 0 | 0 | 0 | 0 | 0 | 0 | 0 | 0 | 0 | 0 | 0 | 0 | 0
Small Non Domestic Unrestricted | 0 | 0.2229 | 0.088169 | 0.22263 | 0.14044 | 0 | 0.17847 | 0.16204 | 0 | 0.12507 | 0.087791 | 0.034726 | 0.087686 | 0.055313 | 0 | 0.10042 | 0.091173 | 0
Small Non Domestic Two Rate | 0 | 0.18044 | 0.071374 | 0.18022 | 0.11369 | 0 | 0.14448 | 0.13117 | 0 | 0.10124 | 0.071068 | 0.028111 | 0.070983 | 0.044776 | 0 | 0.081291 | 0.073805 | 0
Small Non Domestic Off Peak (related MPAN) | 0 | 0 | 0 | 0 | 0 | 0 | 0 | 0 | 0 | 0 | 0 | 0 | 0 | 0 | 0 | 0 | 0 | 0
LV Medium Non-Domestic | 0 | 0.19229 | 0.076062 | 0.19206 | 0.12115 | 0 | 0.15397 | 0.13979 | 0 | 0.10789 | 0.075736 | 0.029958 | 0.075646 | 0.047717 | 0 | 0.08663 | 0.078653 | 0
LV Sub Medium Non-Domestic | 0 | 0.18238 | 0.072142 | 0.18216 | 0.11491 | 0 | 0.14603 | 0 | 0 | 0.10233 | 0.071833 | 0.028414 | 0.071747 | 0.045258 | 0 | 0.082165 | 0 | 0
HV Medium Non-Domestic | 0 | 0.1914 | 0.075709 | 0.15294 | 0 | 0 | 0 | 0 | 0 | 0.10739 | 0.075385 | 0.029819 | 0.060236 | 0 | 0 | 0 | 0 | 0
LV Network Domestic | 0 | 0.27728 | 0.10968 | 0.27694 | 0.1747 | 0 | 0.22201 | 0.20157 | 0 | 0.15558 | 0.10921 | 0.043198 | 0.10908 | 0.068806 | 0 | 0.12492 | 0.11341 | 0
LV Network Non-Domestic Non-CT | 0 | 0.2229 | 0.088169 | 0.22263 | 0.14044 | 0 | 0.17847 | 0.16204 | 0 | 0.12507 | 0.087791 | 0.034726 | 0.087686 | 0.055313 | 0 | 0.10042 | 0.091173 | 0
LV HH Metered | 0 | 0.19814 | 0.078376 | 0.1979 | 0.12484 | 0 | 0.12692 | 0 | 0 | 0.11117 | 0.07804 | 0.030869 | 0.077947 | 0.049169 | 0 | 0.071412 | 0 | 0
LV Sub HH Metered | 0 | 0.17663 | 0.069868 | 0.17642 | 0.11129 | 0 | 0 | 0 | 0 | 0.099107 | 0.069569 | 0.027518 | 0.069486 | 0.043832 | 0 | 0 | 0 | 0
HV HH Metered | 0 | 0.15118 | 0.0598 | 0.1208 | 0 | 0 | 0 | 0 | 0 | 0.084825 | 0.059544 | 0.023553 | 0.047578 | 0 | 0 | 0 | 0 | 0
NHH UMS category A | 0 | 0.13631 | 0.053919 | 0.13615 | 0.085883 | 0 | 0.10914 | 0.099093 | 0.0023543 | 0.076483 | 0.053688 | 0.021237 | 0.053624 | 0.033826 | 0 | 0.06141 | 0.055756 | 0.030909
NHH UMS category B | 0 | 0.28812 | 0.11397 | 0.28777 | 0.18153 | 0 | 0.23069 | 0.20945 | 0.0049762 | 0.16166 | 0.11348 | 0.044887 | 0.11334 | 0.071497 | 0 | 0.1298 | 0.11785 | 0.065331
NHH UMS category C | 0 | 0.52871 | 0.20914 | 0.52808 | 0.33312 | 0 | 0.42334 | 0.38436 | 0.0091317 | 0.29666 | 0.20824 | 0.082371 | 0.20799 | 0.1312 | 0 | 0.23819 | 0.21626 | 0.11989
NHH UMS category D | 0 | 0 | 0 | 0 | 0 | 0 | 0 | 0 | 0 | 0 | 0 | 0 | 0 | 0 | 0 | 0 | 0 | 0
LV UMS (Pseudo HH Metered) | 0 | 0.28133 | 0.11128 | 0.28099 | 0.17725 | 0 | 0.22526 | 0.20452 | 0.004859 | 0.15785 | 0.1108 | 0.043829 | 0.11067 | 0.069812 | 0 | 0.12674 | 0.11507 | 0.063792
3004. Contributions to unit rate 1 p/kWh by network level (taking account of standing charges)
Data sources:
x1 = 2602. Standing charges factors adapted to use 132kV/HV
x2 = 2903. Contributions to pay-as-you-go unit rate 1 (p/kWh)
Calculation =(1-x1)*x2
| GSPs | Assets 132kV | Assets 132kV/EHV | Assets EHV | Assets EHV/HV | Assets 132kV/HV | Assets HV | Assets HV/LV | Assets LV circuits | Transmission exit | Operating 132kV | Operating 132kV/EHV | Operating EHV | Operating EHV/HV | Operating 132kV/HV | Operating HV | Operating HV/LV | Operating LV circuits
Domestic Unrestricted | 0 | 0.25586 | 0.10121 | 0.25009 | 0.15776 | 0 | 0.20048 | 0.18202 | 0 | 0.15125 | 0.10077 | 0.039862 | 0.098499 | 0.062134 | 0 | 0.1128 | 0.10242 | 0
Domestic Two Rate | 0 | 0.31311 | 0.12385 | 0.30525 | 0.19255 | 0 | 0.2447 | 0.22217 | 0 | 0.18682 | 0.12332 | 0.048781 | 0.12023 | 0.075839 | 0 | 0.13768 | 0.12501 | 0
Domestic Off Peak (related MPAN) | 0 | 0.033132 | 0.013105 | 0.037226 | 0.023483 | 0 | 0.029843 | 0.027095 | 0 | 0.0090593 | 0.013049 | 0.0051617 | 0.014662 | 0.0092489 | 0 | 0.016791 | 0.015245 | 0
Small Non Domestic Unrestricted | 0 | 0.23072 | 0.091263 | 0.23598 | 0.14886 | 0 | 0.18918 | 0.17176 | 0 | 0.12849 | 0.090872 | 0.035945 | 0.092945 | 0.05863 | 0 | 0.10644 | 0.09664 | 0
Small Non Domestic Two Rate | 0 | 0.24627 | 0.097414 | 0.24919 | 0.15719 | 0 | 0.19976 | 0.18137 | 0 | 0.14022 | 0.096997 | 0.038368 | 0.098146 | 0.061911 | 0 | 0.1124 | 0.10205 | 0
Small Non Domestic Off Peak (related MPAN) | 0 | 0.025096 | 0.0099269 | 0.027838 | 0.01756 | 0 | 0.022316 | 0.020262 | 0 | 0.0049711 | 0.0098844 | 0.0039098 | 0.010964 | 0.0069164 | 0 | 0.012557 | 0.0114 | 0
LV Medium Non-Domestic | 0 | 0.22475 | 0.088899 | 0.22646 | 0.14285 | 0 | 0.18154 | 0.16482 | 0 | 0.1293 | 0.088518 | 0.035014 | 0.089192 | 0.056263 | 0 | 0.10214 | 0.092739 | 0
LV Sub Medium Non-Domestic | 0 | 0.55674 | 0.22022 | 0.5615 | 0.3542 | 0 | 0.45013 | 0 | 0 | 0.31976 | 0.21928 | 0.086737 | 0.22115 | 0.1395 | 0 | 0.25327 | 0 | 0
HV Medium Non-Domestic | 0 | 0.66859 | 0.26447 | 0.54081 | 0 | 0 | 0 | 0 | 0 | 0.38273 | 0.26333 | 0.10416 | 0.213 | 0 | 0 | 0 | 0 | 0
LV Network Domestic | 0 | 1.484 | 0.58701 | 1.25 | 0.78853 | 0 | 1.0021 | 0.90983 | 0 | 1.0808 | 0.5845 | 0.2312 | 0.49235 | 0.31057 | 0 | 0.56384 | 0.51192 | 0
LV Network Non-Domestic Non-CT | 0 | 1.356 | 0.53636 | 1.1421 | 0.72047 | 0 | 0.9156 | 0.83129 | 0 | 0.98827 | 0.53406 | 0.21125 | 0.44985 | 0.28376 | 0 | 0.51517 | 0.46773 | 0
LV HH Metered | 0 | 1.2162 | 0.48107 | 1.0244 | 0.64622 | 0 | 0.657 | 0 | 0 | 0.88616 | 0.47901 | 0.18948 | 0.40349 | 0.25452 | 0 | 0.36966 | 0 | 0
LV Sub HH Metered | 0 | 1.1345 | 0.44875 | 0.95561 | 0.6028 | 0 | 0 | 0 | 0 | 0.82662 | 0.44683 | 0.17674 | 0.37638 | 0.23742 | 0 | 0 | 0 | 0
HV HH Metered | 0 | 1.0156 | 0.40174 | 0.6844 | 0 | 0 | 0 | 0 | 0 | 0.74002 | 0.40002 | 0.15823 | 0.26956 | 0 | 0 | 0 | 0 | 0
NHH UMS category A | 0 | 0.16694 | 0.066033 | 0.16684 | 0.10525 | 0 | 0.13375 | 0.12143 | 0.0028851 | 0.093544 | 0.06575 | 0.026008 | 0.065713 | 0.041452 | 0 | 0.075256 | 0.068326 | 0.037877
NHH UMS category B | 0 | 0.20953 | 0.082881 | 0.18385 | 0.11597 | 0 | 0.14738 | 0.13381 | 0.0031791 | 0.14005 | 0.082526 | 0.032644 | 0.07241 | 0.045677 | 0 | 0.082925 | 0.075289 | 0.041737
NHH UMS category C | 0 | 0.38348 | 0.15169 | 0.3336 | 0.21044 | 0 | 0.26743 | 0.2428 | 0.0057686 | 0.26736 | 0.15104 | 0.059743 | 0.13139 | 0.082883 | 0 | 0.15047 | 0.13662 | 0.075735
NHH UMS category D | 0 | 0.14634 | 0.057886 | 0.16488 | 0.10401 | 0 | 0.13218 | 0.12 | 0.0028511 | 0.066178 | 0.057638 | 0.022799 | 0.06494 | 0.040964 | 0 | 0.074369 | 0.067522 | 0.037431
LV UMS (Pseudo HH Metered) | 0 | 3.6221 | 1.4327 | 3.0066 | 1.8966 | 0 | 2.4102 | 2.1883 | 0.05199 | 2.7274 | 1.4266 | 0.5643 | 1.1842 | 0.74699 | 0 | 1.3561 | 1.2313 | 0.68257
3005. Contributions to unit rate 2 p/kWh by network level (taking account of standing charges)
Data sources:
x1 = 2602. Standing charges factors adapted to use 132kV/HV
x2 = 2904. Contributions to pay-as-you-go unit rate 2 (p/kWh)
Calculation =(1-x1)*x2
| GSPs | Assets 132kV | Assets 132kV/EHV | Assets EHV | Assets EHV/HV | Assets 132kV/HV | Assets HV | Assets HV/LV | Assets LV circuits | Transmission exit | Operating 132kV | Operating 132kV/EHV | Operating EHV | Operating EHV/HV | Operating 132kV/HV | Operating HV | Operating HV/LV | Operating LV circuits
Domestic Two Rate | 0 | 0.02928 | 0.011582 | 0.030106 | 0.018991 | 0 | 0.024135 | 0.021912 | 0 | 0.0035252 | 0.011532 | 0.0045616 | 0.011858 | 0.0074799 | 0 | 0.01358 | 0.012329 | 0
Small Non Domestic Two Rate | 0 | 0.023388 | 0.0092514 | 0.024047 | 0.015169 | 0 | 0.019277 | 0.017502 | 0 | 0.002816 | 0.0092118 | 0.0036438 | 0.0094712 | 0.0059745 | 0 | 0.010847 | 0.0098478 | 0
LV Medium Non-Domestic | 0 | 0.019993 | 0.0079083 | 0.020557 | 0.012968 | 0 | 0.01648 | 0.014962 | 0 | 0.0024071 | 0.0078745 | 0.0031148 | 0.0080967 | 0.0051074 | 0 | 0.0092724 | 0.0084186 | 0
LV Sub Medium Non-Domestic | 0 | 0.049893 | 0.019736 | 0.051301 | 0.032361 | 0 | 0.041126 | 0 | 0 | 0.006007 | 0.019651 | 0.0077731 | 0.020206 | 0.012746 | 0 | 0.02314 | 0 | 0
HV Medium Non-Domestic | 0 | 0.060019 | 0.023741 | 0.04937 | 0 | 0 | 0 | 0 | 0 | 0.0072261 | 0.023639 | 0.0093506 | 0.019445 | 0 | 0 | 0 | 0 | 0
LV Network Domestic | 0 | 0.17183 | 0.067969 | 0.24185 | 0.15256 | 0 | 0.19388 | 0.17603 | 0 | 0.044189 | 0.067677 | 0.02677 | 0.095257 | 0.060089 | 0 | 0.10909 | 0.099045 | 0
LV Network Non-Domestic Non-CT | 0 | 0.157 | 0.062103 | 0.22098 | 0.13939 | 0 | 0.17715 | 0.16083 | 0 | 0.040407 | 0.061837 | 0.02446 | 0.087035 | 0.054902 | 0 | 0.099673 | 0.090495 | 0
LV HH Metered | 0 | 0.14082 | 0.055702 | 0.19821 | 0.12503 | 0 | 0.12711 | 0 | 0 | 0.036232 | 0.055463 | 0.021939 | 0.078066 | 0.049244 | 0 | 0.071521 | 0 | 0
LV Sub HH Metered | 0 | 0.13136 | 0.051959 | 0.18489 | 0.11663 | 0 | 0 | 0 | 0 | 0.033798 | 0.051737 | 0.020465 | 0.07282 | 0.045935 | 0 | 0 | 0 | 0
HV HH Metered | 0 | 0.1176 | 0.046516 | 0.13242 | 0 | 0 | 0 | 0 | 0 | 0.030257 | 0.046317 | 0.018321 | 0.052153 | 0 | 0 | 0 | 0 | 0
LV UMS (Pseudo HH Metered) | 0 | 0.13598 | 0.053788 | 0.18608 | 0.11738 | 0 | 0.14917 | 0.13543 | 0.0032177 | 0.035116 | 0.053558 | 0.021185 | 0.073288 | 0.046231 | 0 | 0.083931 | 0.076202 | 0.042244
3006. Contributions to unit rate 3 p/kWh by network level (taking account of standing charges)
Data sources:
x1 = 2602. Standing charges factors adapted to use 132kV/HV
x2 = 2905. Contributions to pay-as-you-go unit rate 3 (p/kWh)
Calculation =(1-x1)*x2
| GSPs | Assets 132kV | Assets 132kV/EHV | Assets EHV | Assets EHV/HV | Assets 132kV/HV | Assets HV | Assets HV/LV | Assets LV circuits | Transmission exit | Operating 132kV | Operating 132kV/EHV | Operating EHV | Operating EHV/HV | Operating 132kV/HV | Operating HV | Operating HV/LV | Operating LV circuits
LV Network Domestic | 0 | 0.026141 | 0.01034 | 0.026879 | 0.016955 | 0 | 0.021548 | 0.019563 | 0 | 0.0031458 | 0.010296 | 0.0040727 | 0.010587 | 0.0066781 | 0 | 0.012124 | 0.011008 | 0
LV Network Non-Domestic Non-CT | 0 | 0.023885 | 0.009448 | 0.024559 | 0.015492 | 0 | 0.019688 | 0.017875 | 0 | 0.0028766 | 0.0094075 | 0.0037212 | 0.0096728 | 0.0061016 | 0 | 0.011077 | 0.010057 | 0
LV HH Metered | 0 | 0.021423 | 0.0084742 | 0.022028 | 0.013895 | 0 | 0.014127 | 0 | 0 | 0.0025793 | 0.0084379 | 0.0033376 | 0.008676 | 0.0054728 | 0 | 0.0079487 | 0 | 0
LV Sub HH Metered | 0 | 0.019984 | 0.0079048 | 0.020548 | 0.012962 | 0 | 0 | 0 | 0 | 0.002406 | 0.0078709 | 0.0031134 | 0.0080931 | 0.0051051 | 0 | 0 | 0 | 0
HV HH Metered | 0 | 0.017891 | 0.0070767 | 0.014716 | 0 | 0 | 0 | 0 | 0 | 0.002154 | 0.0070464 | 0.0027872 | 0.0057962 | 0 | 0 | 0 | 0 | 0
LV UMS (Pseudo HH Metered) | 0 | 0.022045 | 0.0087199 | 0.022667 | 0.014298 | 0 | 0.018171 | 0.016498 | 0.00039196 | 0.0026541 | 0.0086825 | 0.0034344 | 0.0089276 | 0.0056315 | 0 | 0.010224 | 0.0092825 | 0.0051459
3007. Exceeded capacity charge elements p/kVA/day
Data sources:
x1 = 2602. Standing charges factors adapted to use 132kV/HV
x2 = 2012. Loss adjustment factors between end user meter reading and each network level, scaled by network use
x3 = 3001. Costs based on aggregate maximum load (£/kW/year)
x4 = 1010. Power factor for all flows in the network model (in Financial and general assumptions)
x5 = 1010. Days in the charging year (in Financial and general assumptions)
Calculation =100*x1*x2*x3*x4/x5
| GSPs | Assets 132kV | Assets 132kV/EHV | Assets EHV | Assets EHV/HV | Assets 132kV/HV | Assets HV | Assets HV/LV | Assets LV circuits | Transmission exit | Operating 132kV | Operating 132kV/EHV | Operating EHV | Operating EHV/HV | Operating 132kV/HV | Operating HV | Operating HV/LV | Operating LV circuits
Domestic Unrestricted | 0 | 0 | 0 | 0 | 0 | 0 | 0 | 0 | 1.064 | 0 | 0 | 0 | 0 | 0 | 0 | 0 | 0 | 0.41907
Domestic Two Rate | 0 | 0 | 0 | 0 | 0 | 0 | 0 | 0 | 1.064 | 0 | 0 | 0 | 0 | 0 | 0 | 0 | 0 | 0.41907
Domestic Off Peak (related MPAN) | 0 | 0 | 0 | 0 | 0 | 0 | 0 | 0 | 1.064 | 0 | 0 | 0 | 0 | 0 | 0 | 0 | 0 | 0.41907
Small Non Domestic Unrestricted | 0 | 0 | 0 | 0 | 0 | 0 | 0 | 0 | 1.064 | 0 | 0 | 0 | 0 | 0 | 0 | 0 | 0 | 0.41907
Small Non Domestic Two Rate | 0 | 0 | 0 | 0 | 0 | 0 | 0 | 0 | 1.064 | 0 | 0 | 0 | 0 | 0 | 0 | 0 | 0 | 0.41907
Small Non Domestic Off Peak (related MPAN) | 0 | 0 | 0 | 0 | 0 | 0 | 0 | 0 | 1.064 | 0 | 0 | 0 | 0 | 0 | 0 | 0 | 0 | 0.41907
LV Medium Non-Domestic | 0 | 0 | 0 | 0 | 0 | 0 | 0 | 0 | 1.064 | 0 | 0 | 0 | 0 | 0 | 0 | 0 | 0 | 0.41907
LV Sub Medium Non-Domestic | 0 | 0 | 0 | 0 | 0 | 0 | 0 | 1.9977 | 0 | 0 | 0 | 0 | 0 | 0 | 0 | 0 | 0.78681 | 0
HV Medium Non-Domestic | 0 | 0 | 0 | 0.46983 | 1.4819 | 0 | 2.1713 | 0 | 0 | 0 | 0 | 0 | 0.18505 | 0.58365 | 0 | 0.85521 | 0 | 0
LV Network Domestic | 0 | 0 | 0 | 0 | 0 | 0 | 0 | 0 | 1.064 | 0 | 0 | 0 | 0 | 0 | 0 | 0 | 0 | 0.41907
LV Network Non-Domestic Non-CT | 0 | 0 | 0 | 0 | 0 | 0 | 0 | 0 | 1.064 | 0 | 0 | 0 | 0 | 0 | 0 | 0 | 0 | 0.41907
LV HH Metered | 0 | 0 | 0 | 0 | 0 | 0 | 0.46277 | 2.1008 | 1.064 | 0 | 0 | 0 | 0 | 0 | 0 | 0.18227 | 0.82743 | 0.41907
LV Sub HH Metered | 0 | 0 | 0 | 0 | 0 | 0 | 2.2003 | 1.9977 | 0 | 0 | 0 | 0 | 0 | 0 | 0 | 0.86661 | 0.78681 | 0
HV HH Metered | 0 | 0 | 0 | 0.46983 | 1.4819 | 0 | 2.1713 | 0 | 0 | 0 | 0 | 0 | 0.18505 | 0.58365 | 0 | 0.85521 | 0 | 0
NHH UMS category A | 0 | 0 | 0 | 0 | 0 | 0 | 0 | 0 | 0 | 0 | 0 | 0 | 0 | 0 | 0 | 0 | 0 | 0
NHH UMS category B | 0 | 0 | 0 | 0 | 0 | 0 | 0 | 0 | 0 | 0 | 0 | 0 | 0 | 0 | 0 | 0 | 0 | 0
NHH UMS category C | 0 | 0 | 0 | 0 | 0 | 0 | 0 | 0 | 0 | 0 | 0 | 0 | 0 | 0 | 0 | 0 | 0 | 0
NHH UMS category D | 0 | 0 | 0 | 0 | 0 | 0 | 0 | 0 | 0 | 0 | 0 | 0 | 0 | 0 | 0 | 0 | 0 | 0
LV UMS (Pseudo HH Metered) | 0 | 0 | 0 | 0 | 0 | 0 | 0 | 0 | 0 | 0 | 0 | 0 | 0 | 0 | 0 | 0 | 0 | 0

## AggCap
Standing charges as fixed charges for Electricity North West in 2019/20 (Version 1)
This sheet allocates standing charges to fixed charges for non half hourly settled demand users.
3101. Mapping of tariffs to tariff groups
| LV domestic and small non-domestic tariffs | LV medium non-domestic tariffs | LV substation aggregated tariffs | HV network aggregated tariffs
Domestic Unrestricted | 1 | 0 | 0 | 0
Domestic Two Rate | 1 | 0 | 0 | 0
Small Non Domestic Unrestricted | 1 | 0 | 0 | 0
Small Non Domestic Two Rate | 1 | 0 | 0 | 0
LV Medium Non-Domestic | 0 | 1 | 0 | 0
LV Sub Medium Non-Domestic | 0 | 0 | 1 | 0
HV Medium Non-Domestic | 0 | 0 | 0 | 1
LV Network Domestic | 1 | 0 | 0 | 0
LV Network Non-Domestic Non-CT | 1 | 0 | 0 | 0
3102. Capacity use for tariffs charged for capacity on an exit point basis
Data sources:
x1 = 2407. All units (MWh)
x2 = 1041. Load factor for each type of demand user (in Load profile data for demand users)
x3 = 1010. Days in the charging year (in Financial and general assumptions)
x4 = 2305. MPANs (in Equivalent volume for each end user)
Kind: | Calculation | Copy cells
Formula: | =x1/x2/(24*x3)*1000 | = x4
| Unit-based contributions to aggregate maximum load (kW) | MPANs
Domestic Unrestricted | 1670446.4232 | 2065133.6972
Domestic Two Rate | 434208.5005 | 179230.2254
Small Non Domestic Unrestricted | 434583.422 | 122276.7197
Small Non Domestic Two Rate | 141423.5305 | 34194.5088
LV Medium Non-Domestic | 18.1194 | 1.2863
LV Sub Medium Non-Domestic | 0.097261 | 0.001
HV Medium Non-Domestic | 0.35536 | 0.001
LV Network Domestic | 167.5546 | 339.8033
LV Network Non-Domestic Non-CT | 62535.6141 | 3574
3103. Aggregate capacity (kW)
Data sources:
x1 = 3101. Mapping of tariffs to tariff groups
x2 = 3102. Unit-based contributions to aggregate maximum load (kW) (in Capacity use for tariffs charged for capacity on an exit point basis)
Sum-product calculation =SUMPRODUCT(x1, x2)
| LV domestic and small non-domestic tariffs | LV medium non-domestic tariffs | LV substation aggregated tariffs | HV network aggregated tariffs
Aggregate capacity (kW) | 2743365.0448 | 18.1194 | 0.097261 | 0.35536
3104. Aggregate number of users charged for capacity on an exit point basis
Data sources:
x1 = 3101. Mapping of tariffs to tariff groups
x2 = 3102. MPANs (in Equivalent volume for each end user) (in Capacity use for tariffs charged for capacity on an exit point basis)
Sum-product calculation =SUMPRODUCT(x1, x2)
| LV domestic and small non-domestic tariffs | LV medium non-domestic tariffs | LV substation aggregated tariffs | HV network aggregated tariffs
Aggregate number of users charged for capacity on an exit point basis | 2404748.9545 | 1.2863 | 0.001 | 0.001
3105. Average maximum kVA by exit point
Data sources:
x1 = 3104. Aggregate number of users charged for capacity on an exit point basis
x2 = 3103. Aggregate capacity (kW)
x3 = 1010. Power factor for all flows in the network model (in Financial and general assumptions)
Calculation =IF(x1,x2/x1/x3,0)
| LV domestic and small non-domestic tariffs | LV medium non-domestic tariffs | LV substation aggregated tariffs | HV network aggregated tariffs
Average maximum kVA by exit point | 1.2009 | 14.8281 | 102.3796 | 374.0589
3106. Deemed average maximum kVA for each tariff
Data sources:
x1 = 3101. Mapping of tariffs to tariff groups
x2 = 3105. Average maximum kVA by exit point
Sum-product calculation =SUMPRODUCT(x1, x2)
Deemed average maximum kVA for each tariff
Domestic Unrestricted | 1.2009
Domestic Two Rate | 1.2009
Small Non Domestic Unrestricted | 1.2009
Small Non Domestic Two Rate | 1.2009
LV Medium Non-Domestic | 14.8281
LV Sub Medium Non-Domestic | 102.3796
HV Medium Non-Domestic | 374.0589
LV Network Domestic | 1.2009
LV Network Non-Domestic Non-CT | 1.2009
3107. Capacity-driven fixed charge elements from standing charges factors p/MPAN/day
Data sources:
x1 = 3002. Capacity elements p/kVA/day
x2 = 3106. Deemed average maximum kVA for each tariff
Calculation =x1*x2
| GSPs | Assets 132kV | Assets 132kV/EHV | Assets EHV | Assets EHV/HV | Assets 132kV/HV | Assets HV | Assets HV/LV | Assets LV circuits | Transmission exit | Operating 132kV | Operating 132kV/EHV | Operating EHV | Operating EHV/HV | Operating 132kV/HV | Operating HV | Operating HV/LV | Operating LV circuits
Domestic Unrestricted | 0 | 0 | 0 | 0 | 0 | 0 | 0 | 0 | 0.038331 | 0 | 0 | 0 | 0 | 0 | 0 | 0 | 0 | 0.50324
Domestic Two Rate | 0 | 0 | 0 | 0 | 0 | 0 | 0 | 0 | 0.038331 | 0 | 0 | 0 | 0 | 0 | 0 | 0 | 0 | 0.50324
Small Non Domestic Unrestricted | 0 | 0 | 0 | 0 | 0 | 0 | 0 | 0 | 0.038331 | 0 | 0 | 0 | 0 | 0 | 0 | 0 | 0 | 0.50324
Small Non Domestic Two Rate | 0 | 0 | 0 | 0 | 0 | 0 | 0 | 0 | 0.038331 | 0 | 0 | 0 | 0 | 0 | 0 | 0 | 0 | 0.50324
LV Medium Non-Domestic | 0 | 0 | 0 | 0 | 0 | 0 | 0 | 0 | 0.47331 | 0 | 0 | 0 | 0 | 0 | 0 | 0 | 0 | 6.2139
LV Sub Medium Non-Domestic | 0 | 0 | 0 | 0 | 0 | 0 | 0 | 6.1357 | 0 | 0 | 0 | 0 | 0 | 0 | 0 | 0 | 80.5534 | 0
HV Medium Non-Domestic | 0 | 0 | 0 | 175.7457 | 238.3511 | 0 | 73.099 | 0 | 0 | 0 | 0 | 0 | 69.2194 | 218.3191 | 0 | 319.8981 | 0 | 0
LV Network Domestic | 0 | 0 | 0 | 0 | 0 | 0 | 0 | 0 | 0.038331 | 0 | 0 | 0 | 0 | 0 | 0 | 0 | 0 | 0.50324
LV Network Non-Domestic Non-CT | 0 | 0 | 0 | 0 | 0 | 0 | 0 | 0 | 0.038331 | 0 | 0 | 0 | 0 | 0 | 0 | 0 | 0 | 0.50324

## Reactive
Reactive power unit charges for Electricity North West in 2019/20 (Version 1)
3201. Network use factors for generator reactive unit charges
These factors differ from the network use factors for active power charges/credits in the case of generators, who do not qualify
for active power credits at the voltage of connection but are charged reactive unit charges for costs caused at that voltage.
| GSPs | 132kV | 132kV/EHV | EHV | EHV/HV | 132kV/HV | HV | HV/LV | LV circuits
LV Generation Intermittent | 1 | 1 | 1 | 1 | 1 | 1 | 1 | 1 | 1
LV Generation Non-Intermittent | 1 | 1 | 1 | 1 | 1 | 1 | 1 | 1 | 1
LV Sub Generation Intermittent | 1 | 1 | 1 | 1 | 1 | 1 | 1 | 1 | 0
LV Sub Generation Non-Intermittent | 1 | 1 | 1 | 1 | 1 | 1 | 1 | 1 | 0
HV Generation Intermittent | 1 | 1 | 1 | 1 | 1 | 1 | 1 | 0 | 0
HV Generation Non-Intermittent | 1 | 1 | 1 | 1 | 1 | 1 | 1 | 0 | 0
3202. Standard components p/kWh for reactive power (absolute value)
Data sources:
x1 = 3003. Yardstick components p/kWh (taking account of standing charges)
Calculation =ABS(x1)
| GSPs | Assets 132kV | Assets 132kV/EHV | Assets EHV | Assets EHV/HV | Assets 132kV/HV | Assets HV | Assets HV/LV | Assets LV circuits | Transmission exit | Operating 132kV | Operating 132kV/EHV | Operating EHV | Operating EHV/HV | Operating 132kV/HV | Operating HV | Operating HV/LV | Operating LV circuits
LV HH Metered | 0 | 0.19814 | 0.078376 | 0.1979 | 0.12484 | 0 | 0.12692 | 0 | 0 | 0.11117 | 0.07804 | 0.030869 | 0.077947 | 0.049169 | 0 | 0.071412 | 0 | 0
LV Sub HH Metered | 0 | 0.17663 | 0.069868 | 0.17642 | 0.11129 | 0 | 0 | 0 | 0 | 0.099107 | 0.069569 | 0.027518 | 0.069486 | 0.043832 | 0 | 0 | 0 | 0
HV HH Metered | 0 | 0.15118 | 0.0598 | 0.1208 | 0 | 0 | 0 | 0 | 0 | 0.084825 | 0.059544 | 0.023553 | 0.047578 | 0 | 0 | 0 | 0 | 0
3203. Standard reactive p/kVArh
Data sources:
x1 = 3202. Standard components p/kWh for reactive power (absolute value)
x2 = 1092. Average kVAr by kVA, by network level
x3 = 1010. Power factor for all flows in the network model (in Financial and general assumptions)
Calculation =x1*x2*x3
| GSPs | Assets 132kV | Assets 132kV/EHV | Assets EHV | Assets EHV/HV | Assets 132kV/HV | Assets HV | Assets HV/LV | Assets LV circuits | Transmission exit | Operating 132kV | Operating 132kV/EHV | Operating EHV | Operating EHV/HV | Operating 132kV/HV | Operating HV | Operating HV/LV | Operating LV circuits
LV HH Metered | 0 | 0.030607 | 0.0088153 | 0.022259 | 0.014938 | 0 | 0.015187 | 0 | 0 | 0.017173 | 0.012055 | 0.003472 | 0.008767 | 0.0058835 | 0 | 0.0085451 | 0 | 0
LV Sub HH Metered | 0 | 0.027285 | 0.0078584 | 0.019843 | 0.013316 | 0 | 0 | 0 | 0 | 0.015309 | 0.010746 | 0.0030951 | 0.0078154 | 0.0052448 | 0 | 0 | 0 | 0
HV HH Metered | 0 | 0.023353 | 0.006726 | 0.013587 | 0 | 0 | 0 | 0 | 0 | 0.013103 | 0.0091978 | 0.0026491 | 0.0053513 | 0 | 0 | 0 | 0 | 0
3204. Absolute value of load coefficient (kW peak / average kW)
Data sources:
x1 = 2302. Load coefficient
Calculation =ABS(x1)
Absolute load coefficient
LV Generation Intermittent | 1
LV Generation Non-Intermittent | 1
LV Sub Generation Intermittent | 1
LV Sub Generation Non-Intermittent | 1
HV Generation Intermittent | 1
HV Generation Non-Intermittent | 1
3205. Pay-as-you-go components p/kWh for reactive power (absolute value)
Data sources:
x1 = 2901. Unit cost at each level, £/kW/year (relative to system simultaneous maximum load)
x2 = 3204. Absolute value of load coefficient (kW peak / average kW)
x3 = 2001. Loss adjustment factor to transmission (in Loss adjustment factors to transmission)
x4 = 2004. Loss adjustment factor to transmission for each network level
x5 = 2804. Proportion of annual charge covered by contributions (for all charging levels)
x6 = 3201. Network use factors for generator reactive unit charges
x7 = 1010. Days in the charging year (in Financial and general assumptions)
Calculation =x1*x2*x3/x4*(1-x5)*x6/(24*x7)*100
| GSPs | Assets 132kV | Assets 132kV/EHV | Assets EHV | Assets EHV/HV | Assets 132kV/HV | Assets HV | Assets HV/LV | Assets LV circuits | Transmission exit | Operating 132kV | Operating 132kV/EHV | Operating EHV | Operating EHV/HV | Operating 132kV/HV | Operating HV | Operating HV/LV | Operating LV circuits
LV Generation Intermittent | 0 | 0.13631 | 0.053919 | 0.13615 | 0.085883 | 0 | 0.10914 | 0.099093 | 0.0023543 | 0.076483 | 0.053688 | 0.021237 | 0.053624 | 0.033826 | 0 | 0.06141 | 0.055756 | 0.030909
LV Generation Non-Intermittent | 0 | 0.13631 | 0.053919 | 0.13615 | 0.085883 | 0 | 0.10914 | 0.099093 | 0.0023543 | 0.076483 | 0.053688 | 0.021237 | 0.053624 | 0.033826 | 0 | 0.06141 | 0.055756 | 0.030909
LV Sub Generation Intermittent | 0 | 0.12962 | 0.051272 | 0.12947 | 0.081667 | 0 | 0.10379 | 0.0040384 | 0 | 0.072729 | 0.051053 | 0.020194 | 0.050991 | 0.032166 | 0 | 0.058396 | 0.053019 | 0
LV Sub Generation Non-Intermittent | 0 | 0.12962 | 0.051272 | 0.12947 | 0.081667 | 0 | 0.10379 | 0.0040384 | 0 | 0.072729 | 0.051053 | 0.020194 | 0.050991 | 0.032166 | 0 | 0.058396 | 0.053019 | 0
HV Generation Intermittent | 0 | 0.12792 | 0.050598 | 0.12776 | 0.034655 | 0 | 0.013168 | 0 | 0 | 0.071772 | 0.050381 | 0.019928 | 0.050321 | 0.031742 | 0 | 0.057628 | 0 | 0
HV Generation Non-Intermittent | 0 | 0.12792 | 0.050598 | 0.12776 | 0.034655 | 0 | 0.013168 | 0 | 0 | 0.071772 | 0.050381 | 0.019928 | 0.050321 | 0.031742 | 0 | 0.057628 | 0 | 0
3206. Pay-as-you-go reactive p/kVArh
Data sources:
x1 = 3205. Pay-as-you-go components p/kWh for reactive power (absolute value)
x2 = 1092. Average kVAr by kVA, by network level
x3 = 1010. Power factor for all flows in the network model (in Financial and general assumptions)
Calculation =x1*x2*x3
| GSPs | Assets 132kV | Assets 132kV/EHV | Assets EHV | Assets EHV/HV | Assets 132kV/HV | Assets HV | Assets HV/LV | Assets LV circuits | Transmission exit | Operating 132kV | Operating 132kV/EHV | Operating EHV | Operating EHV/HV | Operating 132kV/HV | Operating HV | Operating HV/LV | Operating LV circuits
LV Generation Intermittent | 0 | 0.021056 | 0.0060645 | 0.015313 | 0.010277 | 0 | 0.01306 | 0.011857 | 0.00028171 | 0.011814 | 0.0082932 | 0.0023886 | 0.0060313 | 0.0040476 | 0 | 0.0073483 | 0.0066716 | 0.0036985
LV Generation Non-Intermittent | 0 | 0.021056 | 0.0060645 | 0.015313 | 0.010277 | 0 | 0.01306 | 0.011857 | 0.00028171 | 0.011814 | 0.0082932 | 0.0023886 | 0.0060313 | 0.0040476 | 0 | 0.0073483 | 0.0066716 | 0.0036985
LV Sub Generation Intermittent | 0 | 0.020023 | 0.0057668 | 0.014562 | 0.0097722 | 0 | 0.012419 | 0.00048323 | 0 | 0.011234 | 0.0078861 | 0.0022713 | 0.0057352 | 0.0038489 | 0 | 0.0069876 | 0.0063441 | 0
LV Sub Generation Non-Intermittent | 0 | 0.020023 | 0.0057668 | 0.014562 | 0.0097722 | 0 | 0.012419 | 0.00048323 | 0 | 0.011234 | 0.0078861 | 0.0022713 | 0.0057352 | 0.0038489 | 0 | 0.0069876 | 0.0063441 | 0
HV Generation Intermittent | 0 | 0.019759 | 0.0056909 | 0.01437 | 0.0041468 | 0 | 0.0015757 | 0 | 0 | 0.011087 | 0.0077824 | 0.0022414 | 0.0056598 | 0.0037982 | 0 | 0.0068956 | 0 | 0
HV Generation Non-Intermittent | 0 | 0.019759 | 0.0056909 | 0.01437 | 0.0041468 | 0 | 0.0015757 | 0 | 0 | 0.011087 | 0.0077824 | 0.0022414 | 0.0056598 | 0.0037982 | 0 | 0.0068956 | 0 | 0

## Aggreg
Aggregation for Electricity North West in 2019/20 (Version 1)
This sheet aggregates elements of tariffs excluding revenue matching and final adjustments and rounding.
3301. Unit rate 1 p/kWh (elements)
Data sources:
x1 = 3004. Unit rate 1 total p/kWh (taking account of standing charges) — for Tariffs with Unit rate 1 p/kWh from Standard 1 kWh
x2 = 2903. Pay-as-you-go unit rate 1 (p/kWh) — for Tariffs with Unit rate 1 p/kWh from PAYG 1 kWh
x3 = 2903. Pay-as-you-go unit rate 1 (p/kWh) — for Tariffs with Unit rate 1 p/kWh from PAYG 1 kWh & customer
x4 = 2902. Pay-as-you-go yardstick unit rate (p/kWh) — for Tariffs with Unit rate 1 p/kWh from PAYG yardstick kWh
x5 = 2203. LV unmetered service model asset charge (p/kWh) — for Tariffs with Unit rate 1 p/kWh from PAYG 1 kWh & customer
x6 = 2712. Operating expenditure for unmetered customer assets (p/kWh) — for Tariffs with Unit rate 1 p/kWh from PAYG 1 kWh & customer
Combine tables = x1 or x2 or x3 or x4 or x5 or x6
| GSPs | Assets 132kV | Assets 132kV/EHV | Assets EHV | Assets EHV/HV | Assets 132kV/HV | Assets HV | Assets HV/LV | Assets LV circuits | Assets LV customer | Assets HV customer | Transmission exit | Operating 132kV | Operating 132kV/EHV | Operating EHV | Operating EHV/HV | Operating 132kV/HV | Operating HV | Operating HV/LV | Operating LV circuits | Operating LV customer | Operating HV customer
Domestic Unrestricted | 0 | 0.25586 | 0.10121 | 0.25009 | 0.15776 | 0 | 0.20048 | 0.18202 | 0 |  |  | 0.15125 | 0.10077 | 0.039862 | 0.098499 | 0.062134 | 0 | 0.1128 | 0.10242 | 0
Domestic Two Rate | 0 | 0.31311 | 0.12385 | 0.30525 | 0.19255 | 0 | 0.2447 | 0.22217 | 0 |  |  | 0.18682 | 0.12332 | 0.048781 | 0.12023 | 0.075839 | 0 | 0.13768 | 0.12501 | 0
Domestic Off Peak (related MPAN) | 0 | 0.033132 | 0.013105 | 0.037226 | 0.023483 | 0 | 0.029843 | 0.027095 | 0 |  |  | 0.0090593 | 0.013049 | 0.0051617 | 0.014662 | 0.0092489 | 0 | 0.016791 | 0.015245 | 0
Small Non Domestic Unrestricted | 0 | 0.23072 | 0.091263 | 0.23598 | 0.14886 | 0 | 0.18918 | 0.17176 | 0 |  |  | 0.12849 | 0.090872 | 0.035945 | 0.092945 | 0.05863 | 0 | 0.10644 | 0.09664 | 0
Small Non Domestic Two Rate | 0 | 0.24627 | 0.097414 | 0.24919 | 0.15719 | 0 | 0.19976 | 0.18137 | 0 |  |  | 0.14022 | 0.096997 | 0.038368 | 0.098146 | 0.061911 | 0 | 0.1124 | 0.10205 | 0
Small Non Domestic Off Peak (related MPAN) | 0 | 0.025096 | 0.0099269 | 0.027838 | 0.01756 | 0 | 0.022316 | 0.020262 | 0 |  |  | 0.0049711 | 0.0098844 | 0.0039098 | 0.010964 | 0.0069164 | 0 | 0.012557 | 0.0114 | 0
LV Medium Non-Domestic | 0 | 0.22475 | 0.088899 | 0.22646 | 0.14285 | 0 | 0.18154 | 0.16482 | 0 |  |  | 0.1293 | 0.088518 | 0.035014 | 0.089192 | 0.056263 | 0 | 0.10214 | 0.092739 | 0
LV Sub Medium Non-Domestic | 0 | 0.55674 | 0.22022 | 0.5615 | 0.3542 | 0 | 0.45013 | 0 | 0 |  |  | 0.31976 | 0.21928 | 0.086737 | 0.22115 | 0.1395 | 0 | 0.25327 | 0 | 0
HV Medium Non-Domestic | 0 | 0.66859 | 0.26447 | 0.54081 | 0 | 0 | 0 | 0 | 0 |  |  | 0.38273 | 0.26333 | 0.10416 | 0.213 | 0 | 0 | 0 | 0 | 0
LV Network Domestic | 0 | 1.484 | 0.58701 | 1.25 | 0.78853 | 0 | 1.0021 | 0.90983 | 0 |  |  | 1.0808 | 0.5845 | 0.2312 | 0.49235 | 0.31057 | 0 | 0.56384 | 0.51192 | 0
LV Network Non-Domestic Non-CT | 0 | 1.356 | 0.53636 | 1.1421 | 0.72047 | 0 | 0.9156 | 0.83129 | 0 |  |  | 0.98827 | 0.53406 | 0.21125 | 0.44985 | 0.28376 | 0 | 0.51517 | 0.46773 | 0
LV HH Metered | 0 | 1.2162 | 0.48107 | 1.0244 | 0.64622 | 0 | 0.657 | 0 | 0 |  |  | 0.88616 | 0.47901 | 0.18948 | 0.40349 | 0.25452 | 0 | 0.36966 | 0 | 0
LV Sub HH Metered | 0 | 1.1345 | 0.44875 | 0.95561 | 0.6028 | 0 | 0 | 0 | 0 |  |  | 0.82662 | 0.44683 | 0.17674 | 0.37638 | 0.23742 | 0 | 0 | 0 | 0
HV HH Metered | 0 | 1.0156 | 0.40174 | 0.6844 | 0 | 0 | 0 | 0 | 0 |  |  | 0.74002 | 0.40002 | 0.15823 | 0.26956 | 0 | 0 | 0 | 0 | 0
NHH UMS category A | 0 | 0.16694 | 0.066033 | 0.16684 | 0.10525 | 0 | 0.13375 | 0.12143 | 0.0028851 |  |  | 0.093544 | 0.06575 | 0.026008 | 0.065713 | 0.041452 | 0 | 0.075256 | 0.068326 | 0.037877 | 1.7272
NHH UMS category B | 0 | 0.20953 | 0.082881 | 0.18385 | 0.11597 | 0 | 0.14738 | 0.13381 | 0.0031791 |  |  | 0.14005 | 0.082526 | 0.032644 | 0.07241 | 0.045677 | 0 | 0.082925 | 0.075289 | 0.041737 | 1.7272
NHH UMS category C | 0 | 0.38348 | 0.15169 | 0.3336 | 0.21044 | 0 | 0.26743 | 0.2428 | 0.0057686 |  |  | 0.26736 | 0.15104 | 0.059743 | 0.13139 | 0.082883 | 0 | 0.15047 | 0.13662 | 0.075735 | 1.7272
NHH UMS category D | 0 | 0.14634 | 0.057886 | 0.16488 | 0.10401 | 0 | 0.13218 | 0.12 | 0.0028511 |  |  | 0.066178 | 0.057638 | 0.022799 | 0.06494 | 0.040964 | 0 | 0.074369 | 0.067522 | 0.037431 | 1.7272
LV UMS (Pseudo HH Metered) | 0 | 3.6221 | 1.4327 | 3.0066 | 1.8966 | 0 | 2.4102 | 2.1883 | 0.05199 |  |  | 2.7274 | 1.4266 | 0.5643 | 1.1842 | 0.74699 | 0 | 1.3561 | 1.2313 | 0.68257 | 1.7272
LV Generation NHH or Aggregate HH | 0 | -0.13631 | -0.053919 | -0.13615 | -0.085883 | 0 | -0.10914 | -0.099093 | 0 |  |  | -0.076483 | -0.053688 | -0.021237 | -0.053624 | -0.033826 | 0 | -0.06141 | -0.055756 | 0
LV Sub Generation NHH | 0 | -0.12962 | -0.051272 | -0.12947 | -0.081667 | 0 | -0.10379 | 0 | 0 |  |  | -0.072729 | -0.051053 | -0.020194 | -0.050991 | -0.032166 | 0 | -0.058396 | 0 | 0
LV Generation Intermittent | 0 | -0.13631 | -0.053919 | -0.13615 | -0.085883 | 0 | -0.10914 | -0.099093 | 0 |  |  | -0.076483 | -0.053688 | -0.021237 | -0.053624 | -0.033826 | 0 | -0.06141 | -0.055756 | 0
LV Generation Intermittent no RP charge | 0 | -0.13631 | -0.053919 | -0.13615 | -0.085883 | 0 | -0.10914 | -0.099093 | 0 |  |  | -0.076483 | -0.053688 | -0.021237 | -0.053624 | -0.033826 | 0 | -0.06141 | -0.055756 | 0
LV Generation Non-Intermittent | 0 | -1.018 | -0.40269 | -0.85753 | -0.54093 | 0 | -0.68744 | -0.62414 | 0 |  |  | -0.74177 | -0.40097 | -0.1586 | -0.33775 | -0.21305 | 0 | -0.38679 | -0.35118 | 0
LV Generation Non-Intermittent no RP charge | 0 | -1.018 | -0.40269 | -0.85753 | -0.54093 | 0 | -0.68744 | -0.62414 | 0 |  |  | -0.74177 | -0.40097 | -0.1586 | -0.33775 | -0.21305 | 0 | -0.38679 | -0.35118 | 0
LV Sub Generation Intermittent | 0 | -0.12962 | -0.051272 | -0.12947 | -0.081667 | 0 | -0.10379 | 0 | 0 |  |  | -0.072729 | -0.051053 | -0.020194 | -0.050991 | -0.032166 | 0 | -0.058396 | 0 | 0
LV Sub Generation Intermittent no RP charge | 0 | -0.12962 | -0.051272 | -0.12947 | -0.081667 | 0 | -0.10379 | 0 | 0 |  |  | -0.072729 | -0.051053 | -0.020194 | -0.050991 | -0.032166 | 0 | -0.058396 | 0 | 0
LV Sub Generation Non-Intermittent | 0 | -0.96807 | -0.38292 | -0.81544 | -0.51438 | 0 | -0.6537 | 0 | 0 |  |  | -0.70536 | -0.38128 | -0.15082 | -0.32117 | -0.2026 | 0 | -0.36781 | 0 | 0
LV Sub Generation Non-Intermittent no RP charge | 0 | -0.96807 | -0.38292 | -0.81544 | -0.51438 | 0 | -0.6537 | 0 | 0 |  |  | -0.70536 | -0.38128 | -0.15082 | -0.32117 | -0.2026 | 0 | -0.36781 | 0 | 0
HV Generation Intermittent | 0 | -0.12792 | -0.050598 | -0.12776 | -0.034655 | 0 | 0 | 0 | 0 |  |  | -0.071772 | -0.050381 | -0.019928 | -0.050321 | -0.031742 | 0 | 0 | 0 | 0
HV Generation Intermittent no RP charge | 0 | -0.12792 | -0.050598 | -0.12776 | -0.034655 | 0 | 0 | 0 | 0 |  |  | -0.071772 | -0.050381 | -0.019928 | -0.050321 | -0.031742 | 0 | 0 | 0 | 0
HV Generation Non-Intermittent | 0 | -0.95533 | -0.37789 | -0.80471 | -0.21827 | 0 | 0 | 0 | 0 |  |  | -0.69608 | -0.37627 | -0.14884 | -0.31694 | -0.19993 | 0 | 0 | 0 | 0
HV Generation Non-Intermittent no RP charge | 0 | -0.95533 | -0.37789 | -0.80471 | -0.21827 | 0 | 0 | 0 | 0 |  |  | -0.69608 | -0.37627 | -0.14884 | -0.31694 | -0.19993 | 0 | 0 | 0 | 0
3302. Unit rate 2 p/kWh (elements)
Data sources:
x1 = 3005. Unit rate 2 total p/kWh (taking account of standing charges) — for Tariffs with Unit rate 2 p/kWh from Standard 2 kWh
x2 = 2904. Pay-as-you-go unit rate 2 (p/kWh) — for Tariffs with Unit rate 2 p/kWh from PAYG 2 kWh
x3 = 2904. Pay-as-you-go unit rate 2 (p/kWh) — for Tariffs with Unit rate 2 p/kWh from PAYG 2 kWh & customer
x4 = 2203. LV unmetered service model asset charge (p/kWh) — for Tariffs with Unit rate 2 p/kWh from PAYG 2 kWh & customer
x5 = 2712. Operating expenditure for unmetered customer assets (p/kWh) — for Tariffs with Unit rate 2 p/kWh from PAYG 2 kWh & customer
Combine tables = x1 or x2 or x3 or x4 or x5
| GSPs | Assets 132kV | Assets 132kV/EHV | Assets EHV | Assets EHV/HV | Assets 132kV/HV | Assets HV | Assets HV/LV | Assets LV circuits | Assets LV customer | Assets HV customer | Transmission exit | Operating 132kV | Operating 132kV/EHV | Operating EHV | Operating EHV/HV | Operating 132kV/HV | Operating HV | Operating HV/LV | Operating LV circuits | Operating LV customer | Operating HV customer
Domestic Unrestricted
Domestic Two Rate | 0 | 0.02928 | 0.011582 | 0.030106 | 0.018991 | 0 | 0.024135 | 0.021912 | 0 |  |  | 0.0035252 | 0.011532 | 0.0045616 | 0.011858 | 0.0074799 | 0 | 0.01358 | 0.012329 | 0
Domestic Off Peak (related MPAN)
Small Non Domestic Unrestricted
Small Non Domestic Two Rate | 0 | 0.023388 | 0.0092514 | 0.024047 | 0.015169 | 0 | 0.019277 | 0.017502 | 0 |  |  | 0.002816 | 0.0092118 | 0.0036438 | 0.0094712 | 0.0059745 | 0 | 0.010847 | 0.0098478 | 0
Small Non Domestic Off Peak (related MPAN)
LV Medium Non-Domestic | 0 | 0.019993 | 0.0079083 | 0.020557 | 0.012968 | 0 | 0.01648 | 0.014962 | 0 |  |  | 0.0024071 | 0.0078745 | 0.0031148 | 0.0080967 | 0.0051074 | 0 | 0.0092724 | 0.0084186 | 0
LV Sub Medium Non-Domestic | 0 | 0.049893 | 0.019736 | 0.051301 | 0.032361 | 0 | 0.041126 | 0 | 0 |  |  | 0.006007 | 0.019651 | 0.0077731 | 0.020206 | 0.012746 | 0 | 0.02314 | 0 | 0
HV Medium Non-Domestic | 0 | 0.060019 | 0.023741 | 0.04937 | 0 | 0 | 0 | 0 | 0 |  |  | 0.0072261 | 0.023639 | 0.0093506 | 0.019445 | 0 | 0 | 0 | 0 | 0
LV Network Domestic | 0 | 0.17183 | 0.067969 | 0.24185 | 0.15256 | 0 | 0.19388 | 0.17603 | 0 |  |  | 0.044189 | 0.067677 | 0.02677 | 0.095257 | 0.060089 | 0 | 0.10909 | 0.099045 | 0
LV Network Non-Domestic Non-CT | 0 | 0.157 | 0.062103 | 0.22098 | 0.13939 | 0 | 0.17715 | 0.16083 | 0 |  |  | 0.040407 | 0.061837 | 0.02446 | 0.087035 | 0.054902 | 0 | 0.099673 | 0.090495 | 0
LV HH Metered | 0 | 0.14082 | 0.055702 | 0.19821 | 0.12503 | 0 | 0.12711 | 0 | 0 |  |  | 0.036232 | 0.055463 | 0.021939 | 0.078066 | 0.049244 | 0 | 0.071521 | 0 | 0
LV Sub HH Metered | 0 | 0.13136 | 0.051959 | 0.18489 | 0.11663 | 0 | 0 | 0 | 0 |  |  | 0.033798 | 0.051737 | 0.020465 | 0.07282 | 0.045935 | 0 | 0 | 0 | 0
HV HH Metered | 0 | 0.1176 | 0.046516 | 0.13242 | 0 | 0 | 0 | 0 | 0 |  |  | 0.030257 | 0.046317 | 0.018321 | 0.052153 | 0 | 0 | 0 | 0 | 0
NHH UMS category A
NHH UMS category B
NHH UMS category C
NHH UMS category D
LV UMS (Pseudo HH Metered) | 0 | 0.13598 | 0.053788 | 0.18608 | 0.11738 | 0 | 0.14917 | 0.13543 | 0.0032177 |  |  | 0.035116 | 0.053558 | 0.021185 | 0.073288 | 0.046231 | 0 | 0.083931 | 0.076202 | 0.042244 | 1.7272
LV Generation NHH or Aggregate HH
LV Sub Generation NHH
LV Generation Intermittent
LV Generation Intermittent no RP charge
LV Generation Non-Intermittent | 0 | -0.11788 | -0.046626 | -0.16591 | -0.10466 | 0 | -0.133 | -0.12076 | 0 |  |  | -0.030329 | -0.046427 | -0.018364 | -0.065346 | -0.041221 | 0 | -0.074835 | -0.067945 | 0
LV Generation Non-Intermittent no RP charge | 0 | -0.11788 | -0.046626 | -0.16591 | -0.10466 | 0 | -0.133 | -0.12076 | 0 |  |  | -0.030329 | -0.046427 | -0.018364 | -0.065346 | -0.041221 | 0 | -0.074835 | -0.067945 | 0
LV Sub Generation Intermittent
LV Sub Generation Intermittent no RP charge
LV Sub Generation Non-Intermittent | 0 | -0.11209 | -0.044338 | -0.15777 | -0.099521 | 0 | -0.12647 | 0 | 0 |  |  | -0.02884 | -0.044148 | -0.017463 | -0.062139 | -0.039197 | 0 | -0.071162 | 0 | 0
LV Sub Generation Non-Intermittent no RP charge | 0 | -0.11209 | -0.044338 | -0.15777 | -0.099521 | 0 | -0.12647 | 0 | 0 |  |  | -0.02884 | -0.044148 | -0.017463 | -0.062139 | -0.039197 | 0 | -0.071162 | 0 | 0
HV Generation Intermittent
HV Generation Intermittent no RP charge
HV Generation Non-Intermittent | 0 | -0.11062 | -0.043754 | -0.15569 | -0.042231 | 0 | 0 | 0 | 0 |  |  | -0.028461 | -0.043567 | -0.017233 | -0.061321 | -0.038682 | 0 | 0 | 0 | 0
HV Generation Non-Intermittent no RP charge | 0 | -0.11062 | -0.043754 | -0.15569 | -0.042231 | 0 | 0 | 0 | 0 |  |  | -0.028461 | -0.043567 | -0.017233 | -0.061321 | -0.038682 | 0 | 0 | 0 | 0
3303. Unit rate 3 p/kWh (elements)
Data sources:
x1 = 3006. Unit rate 3 total p/kWh (taking account of standing charges) — for Tariffs with Unit rate 3 p/kWh from Standard 3 kWh
x2 = 2905. Pay-as-you-go unit rate 3 (p/kWh) — for Tariffs with Unit rate 3 p/kWh from PAYG 3 kWh
x3 = 2905. Pay-as-you-go unit rate 3 (p/kWh) — for Tariffs with Unit rate 3 p/kWh from PAYG 3 kWh & customer
x4 = 2203. LV unmetered service model asset charge (p/kWh) — for Tariffs with Unit rate 3 p/kWh from PAYG 3 kWh & customer
x5 = 2712. Operating expenditure for unmetered customer assets (p/kWh) — for Tariffs with Unit rate 3 p/kWh from PAYG 3 kWh & customer
Combine tables = x1 or x2 or x3 or x4 or x5
| GSPs | Assets 132kV | Assets 132kV/EHV | Assets EHV | Assets EHV/HV | Assets 132kV/HV | Assets HV | Assets HV/LV | Assets LV circuits | Assets LV customer | Assets HV customer | Transmission exit | Operating 132kV | Operating 132kV/EHV | Operating EHV | Operating EHV/HV | Operating 132kV/HV | Operating HV | Operating HV/LV | Operating LV circuits | Operating LV customer | Operating HV customer
Domestic Unrestricted
Domestic Two Rate
Domestic Off Peak (related MPAN)
Small Non Domestic Unrestricted
Small Non Domestic Two Rate
Small Non Domestic Off Peak (related MPAN)
LV Medium Non-Domestic
LV Sub Medium Non-Domestic
HV Medium Non-Domestic
LV Network Domestic | 0 | 0.026141 | 0.01034 | 0.026879 | 0.016955 | 0 | 0.021548 | 0.019563 | 0 |  |  | 0.0031458 | 0.010296 | 0.0040727 | 0.010587 | 0.0066781 | 0 | 0.012124 | 0.011008 | 0
LV Network Non-Domestic Non-CT | 0 | 0.023885 | 0.009448 | 0.024559 | 0.015492 | 0 | 0.019688 | 0.017875 | 0 |  |  | 0.0028766 | 0.0094075 | 0.0037212 | 0.0096728 | 0.0061016 | 0 | 0.011077 | 0.010057 | 0
LV HH Metered | 0 | 0.021423 | 0.0084742 | 0.022028 | 0.013895 | 0 | 0.014127 | 0 | 0 |  |  | 0.0025793 | 0.0084379 | 0.0033376 | 0.008676 | 0.0054728 | 0 | 0.0079487 | 0 | 0
LV Sub HH Metered | 0 | 0.019984 | 0.0079048 | 0.020548 | 0.012962 | 0 | 0 | 0 | 0 |  |  | 0.002406 | 0.0078709 | 0.0031134 | 0.0080931 | 0.0051051 | 0 | 0 | 0 | 0
HV HH Metered | 0 | 0.017891 | 0.0070767 | 0.014716 | 0 | 0 | 0 | 0 | 0 |  |  | 0.002154 | 0.0070464 | 0.0027872 | 0.0057962 | 0 | 0 | 0 | 0 | 0
NHH UMS category A
NHH UMS category B
NHH UMS category C
NHH UMS category D
LV UMS (Pseudo HH Metered) | 0 | 0.022045 | 0.0087199 | 0.022667 | 0.014298 | 0 | 0.018171 | 0.016498 | 0.00039196 |  |  | 0.0026541 | 0.0086825 | 0.0034344 | 0.0089276 | 0.0056315 | 0 | 0.010224 | 0.0092825 | 0.0051459 | 1.7272
LV Generation NHH or Aggregate HH
LV Sub Generation NHH
LV Generation Intermittent
LV Generation Intermittent no RP charge
LV Generation Non-Intermittent | 0 | -0.017933 | -0.0070935 | -0.018439 | -0.011631 | 0 | -0.014782 | -0.013421 | 0 |  |  | -0.0021591 | -0.0070631 | -0.0027938 | -0.0072624 | -0.0045812 | 0 | -0.008317 | -0.0075512 | 0
LV Generation Non-Intermittent no RP charge | 0 | -0.017933 | -0.0070935 | -0.018439 | -0.011631 | 0 | -0.014782 | -0.013421 | 0 |  |  | -0.0021591 | -0.0070631 | -0.0027938 | -0.0072624 | -0.0045812 | 0 | -0.008317 | -0.0075512 | 0
LV Sub Generation Intermittent
LV Sub Generation Intermittent no RP charge
LV Sub Generation Non-Intermittent | 0 | -0.017053 | -0.0067453 | -0.017534 | -0.01106 | 0 | -0.014056 | 0 | 0 |  |  | -0.0020531 | -0.0067164 | -0.0026567 | -0.0069059 | -0.0043563 | 0 | -0.0079087 | 0 | 0
LV Sub Generation Non-Intermittent no RP charge | 0 | -0.017053 | -0.0067453 | -0.017534 | -0.01106 | 0 | -0.014056 | 0 | 0 |  |  | -0.0020531 | -0.0067164 | -0.0026567 | -0.0069059 | -0.0043563 | 0 | -0.0079087 | 0 | 0
HV Generation Intermittent
HV Generation Intermittent no RP charge
HV Generation Non-Intermittent | 0 | -0.016828 | -0.0066565 | -0.017303 | -0.0046934 | 0 | 0 | 0 | 0 |  |  | -0.0020261 | -0.006628 | -0.0026218 | -0.0068151 | -0.004299 | 0 | 0 | 0 | 0
HV Generation Non-Intermittent no RP charge | 0 | -0.016828 | -0.0066565 | -0.017303 | -0.0046934 | 0 | 0 | 0 | 0 |  |  | -0.0020261 | -0.006628 | -0.0026218 | -0.0068151 | -0.004299 | 0 | 0 | 0 | 0
3304. Fixed charge p/MPAN/day (elements)
Data sources:
x1 = 3107. Fixed charge from standing charges factors p/MPAN/day — for Tariffs with Fixed charge p/MPAN/day from Fixed from network & customer
x2 = 2206. Service model p/MPAN/day (in Replacement annuities for service models) — for Tariffs with Fixed charge p/MPAN/day from Customer
x3 = 2206. Service model p/MPAN/day (in Replacement annuities for service models) — for Tariffs with Fixed charge p/MPAN/day from Fixed from network & customer
x4 = 2711. Operating expenditure for customer assets p/MPAN/day total (in Operating expenditure for customer assets p/MPAN/day) — for Tariffs with Fixed charge p/MPAN/day from Customer
x5 = 2711. Operating expenditure for customer assets p/MPAN/day total (in Operating expenditure for customer assets p/MPAN/day) — for Tariffs with Fixed charge p/MPAN/day from Fixed from network & customer
Combine tables = x1 or x2 or x3 or x4 or x5
| GSPs | Assets 132kV | Assets 132kV/EHV | Assets EHV | Assets EHV/HV | Assets 132kV/HV | Assets HV | Assets HV/LV | Assets LV circuits | Assets LV customer | Assets HV customer | Transmission exit | Operating 132kV | Operating 132kV/EHV | Operating EHV | Operating EHV/HV | Operating 132kV/HV | Operating HV | Operating HV/LV | Operating LV circuits | Operating LV customer | Operating HV customer
Domestic Unrestricted | 0 | 0 | 0 | 0 | 0 | 0 | 0 | 0 | 0.038331 | 0 | 0 | 0 | 0 | 0 | 0 | 0 | 0 | 0 | 0 | 0.50324 | 2.9888 | 0
Domestic Two Rate | 0 | 0 | 0 | 0 | 0 | 0 | 0 | 0 | 0.038331 | 0 | 0 | 0 | 0 | 0 | 0 | 0 | 0 | 0 | 0 | 0.50324 | 2.9888 | 0
Domestic Off Peak (related MPAN)
Small Non Domestic Unrestricted | 0 | 0 | 0 | 0 | 0 | 0 | 0 | 0 | 0.038331 | 0 | 0 | 0 | 0 | 0 | 0 | 0 | 0 | 0 | 0 | 0.50324 | 2.9888 | 0
Small Non Domestic Two Rate | 0 | 0 | 0 | 0 | 0 | 0 | 0 | 0 | 0.038331 | 0 | 0 | 0 | 0 | 0 | 0 | 0 | 0 | 0 | 0 | 0.50324 | 2.9888 | 0
Small Non Domestic Off Peak (related MPAN)
LV Medium Non-Domestic | 0 | 0 | 0 | 0 | 0 | 0 | 0 | 0 | 0.47331 | 0 | 0 | 0 | 0 | 0 | 0 | 0 | 0 | 0 | 0 | 6.2139 | 11.4057 | 0
LV Sub Medium Non-Domestic | 0 | 0 | 0 | 0 | 0 | 0 | 0 | 6.1357 | 0 | 0 | 0 | 0 | 0 | 0 | 0 | 0 | 0 | 0 | 80.5534 | 0 | 45.1064 | 0
HV Medium Non-Domestic | 0 | 0 | 0 | 175.7457 | 238.3511 | 0 | 73.099 | 0 | 0 | 0 | 0 | 0 | 0 | 0 | 69.2194 | 218.3191 | 0 | 319.8981 | 0 | 0 | 0 | 99.183
LV Network Domestic | 0 | 0 | 0 | 0 | 0 | 0 | 0 | 0 | 0.038331 | 0 | 0 | 0 | 0 | 0 | 0 | 0 | 0 | 0 | 0 | 0.50324 | 2.9888 | 0
LV Network Non-Domestic Non-CT | 0 | 0 | 0 | 0 | 0 | 0 | 0 | 0 | 0.038331 | 0 | 0 | 0 | 0 | 0 | 0 | 0 | 0 | 0 | 0 | 0.50324 | 2.9888 | 0
LV HH Metered | [9 empty] | 0 | 0 | [9 empty] | 14.0513 | 0
LV Sub HH Metered | [9 empty] | 0 | 0 | [9 empty] | 45.1064 | 0
HV HH Metered | [9 empty] | 0 | 0 | [9 empty] | 0 | 99.183
NHH UMS category A
NHH UMS category B
NHH UMS category C
NHH UMS category D
LV UMS (Pseudo HH Metered)
LV Generation NHH or Aggregate HH | [9 empty] | 0 | 0 | [9 empty] | 0 | 0
LV Sub Generation NHH | [9 empty] | 0 | 0 | [9 empty] | 0 | 0
LV Generation Intermittent | [9 empty] | 0 | 0 | [9 empty] | 0 | 0
LV Generation Intermittent no RP charge | [9 empty] | 0 | 0 | [9 empty] | 0 | 0
LV Generation Non-Intermittent | [9 empty] | 0 | 0 | [9 empty] | 0 | 0
LV Generation Non-Intermittent no RP charge | [9 empty] | 0 | 0 | [9 empty] | 0 | 0
LV Sub Generation Intermittent | [9 empty] | 0 | 0 | [9 empty] | 0 | 0
LV Sub Generation Intermittent no RP charge | [9 empty] | 0 | 0 | [9 empty] | 0 | 0
LV Sub Generation Non-Intermittent | [9 empty] | 0 | 0 | [9 empty] | 0 | 0
LV Sub Generation Non-Intermittent no RP charge | [9 empty] | 0 | 0 | [9 empty] | 0 | 0
HV Generation Intermittent | [9 empty] | 0 | 0 | [9 empty] | 0 | 6.6787
HV Generation Intermittent no RP charge | [9 empty] | 0 | 0 | [9 empty] | 0 | 6.6787
HV Generation Non-Intermittent | [9 empty] | 0 | 0 | [9 empty] | 0 | 6.6787
HV Generation Non-Intermittent no RP charge | [9 empty] | 0 | 0 | [9 empty] | 0 | 6.6787
3305. Capacity charge p/kVA/day (elements)
Data sources:
x1 = 3002. Capacity charge p/kVA/day — for Tariffs with Capacity charge p/kVA/day from Capacity
Copy cells = x1
| GSPs | Assets 132kV | Assets 132kV/EHV | Assets EHV | Assets EHV/HV | Assets 132kV/HV | Assets HV | Assets HV/LV | Assets LV circuits | Assets LV customer | Assets HV customer | Transmission exit | Operating 132kV | Operating 132kV/EHV | Operating EHV | Operating EHV/HV | Operating 132kV/HV | Operating HV | Operating HV/LV | Operating LV circuits | Operating LV customer | Operating HV customer
Domestic Unrestricted
Domestic Two Rate
Domestic Off Peak (related MPAN)
Small Non Domestic Unrestricted
Small Non Domestic Two Rate
Small Non Domestic Off Peak (related MPAN)
LV Medium Non-Domestic
LV Sub Medium Non-Domestic
HV Medium Non-Domestic
LV Network Domestic
LV Network Non-Domestic Non-CT
LV HH Metered | 0 | 0 | 0 | 0 | 0 | 0 | 0.32394 | 1.4706 | 0.03192 |  |  | 0 | 0 | 0 | 0 | 0 | 0 | 0.18227 | 0.82743 | 0.41907
LV Sub HH Metered | 0 | 0 | 0 | 0 | 0 | 0 | 1.5402 | 0.059931 | 0 |  |  | 0 | 0 | 0 | 0 | 0 | 0 | 0.86661 | 0.78681 | 0
HV HH Metered | 0 | 0 | 0 | 0.46983 | 0.6372 | 0 | 0.19542 | 0 | 0 |  |  | 0 | 0 | 0 | 0.18505 | 0.58365 | 0 | 0.85521 | 0 | 0
NHH UMS category A
NHH UMS category B
NHH UMS category C
NHH UMS category D
LV UMS (Pseudo HH Metered)
LV Generation NHH or Aggregate HH
LV Sub Generation NHH
LV Generation Intermittent
LV Generation Intermittent no RP charge
LV Generation Non-Intermittent
LV Generation Non-Intermittent no RP charge
LV Sub Generation Intermittent
LV Sub Generation Intermittent no RP charge
LV Sub Generation Non-Intermittent
LV Sub Generation Non-Intermittent no RP charge
HV Generation Intermittent
HV Generation Intermittent no RP charge
HV Generation Non-Intermittent
HV Generation Non-Intermittent no RP charge
3306. Exceeded capacity charge p/kVA/day (elements)
Data sources:
x1 = 3007. Exceeded capacity charge p/kVA/day — for Tariffs with Exceeded capacity charge p/kVA/day from Capacity
Copy cells = x1
| GSPs | Assets 132kV | Assets 132kV/EHV | Assets EHV | Assets EHV/HV | Assets 132kV/HV | Assets HV | Assets HV/LV | Assets LV circuits | Assets LV customer | Assets HV customer | Transmission exit | Operating 132kV | Operating 132kV/EHV | Operating EHV | Operating EHV/HV | Operating 132kV/HV | Operating HV | Operating HV/LV | Operating LV circuits | Operating LV customer | Operating HV customer
Domestic Unrestricted
Domestic Two Rate
Domestic Off Peak (related MPAN)
Small Non Domestic Unrestricted
Small Non Domestic Two Rate
Small Non Domestic Off Peak (related MPAN)
LV Medium Non-Domestic
LV Sub Medium Non-Domestic
HV Medium Non-Domestic
LV Network Domestic
LV Network Non-Domestic Non-CT
LV HH Metered | 0 | 0 | 0 | 0 | 0 | 0 | 0.46277 | 2.1008 | 1.064 |  |  | 0 | 0 | 0 | 0 | 0 | 0 | 0.18227 | 0.82743 | 0.41907
LV Sub HH Metered | 0 | 0 | 0 | 0 | 0 | 0 | 2.2003 | 1.9977 | 0 |  |  | 0 | 0 | 0 | 0 | 0 | 0 | 0.86661 | 0.78681 | 0
HV HH Metered | 0 | 0 | 0 | 0.46983 | 1.4819 | 0 | 2.1713 | 0 | 0 |  |  | 0 | 0 | 0 | 0.18505 | 0.58365 | 0 | 0.85521 | 0 | 0
NHH UMS category A
NHH UMS category B
NHH UMS category C
NHH UMS category D
LV UMS (Pseudo HH Metered)
LV Generation NHH or Aggregate HH
LV Sub Generation NHH
LV Generation Intermittent
LV Generation Intermittent no RP charge
LV Generation Non-Intermittent
LV Generation Non-Intermittent no RP charge
LV Sub Generation Intermittent
LV Sub Generation Intermittent no RP charge
LV Sub Generation Non-Intermittent
LV Sub Generation Non-Intermittent no RP charge
HV Generation Intermittent
HV Generation Intermittent no RP charge
HV Generation Non-Intermittent
HV Generation Non-Intermittent no RP charge
3307. Reactive power charge p/kVArh (elements)
Data sources:
x1 = 3206. Pay-as-you-go reactive p/kVArh
x2 = 3203. Standard reactive p/kVArh
Combine tables = x1 or x2
| GSPs | Assets 132kV | Assets 132kV/EHV | Assets EHV | Assets EHV/HV | Assets 132kV/HV | Assets HV | Assets HV/LV | Assets LV circuits | Assets LV customer | Assets HV customer | Transmission exit | Operating 132kV | Operating 132kV/EHV | Operating EHV | Operating EHV/HV | Operating 132kV/HV | Operating HV | Operating HV/LV | Operating LV circuits | Operating LV customer | Operating HV customer
Domestic Unrestricted
Domestic Two Rate
Domestic Off Peak (related MPAN)
Small Non Domestic Unrestricted
Small Non Domestic Two Rate
Small Non Domestic Off Peak (related MPAN)
LV Medium Non-Domestic
LV Sub Medium Non-Domestic
HV Medium Non-Domestic
LV Network Domestic
LV Network Non-Domestic Non-CT
LV HH Metered | 0 | 0.030607 | 0.0088153 | 0.022259 | 0.014938 | 0 | 0.015187 | 0 | 0 |  |  | 0.017173 | 0.012055 | 0.003472 | 0.008767 | 0.0058835 | 0 | 0.0085451 | 0 | 0
LV Sub HH Metered | 0 | 0.027285 | 0.0078584 | 0.019843 | 0.013316 | 0 | 0 | 0 | 0 |  |  | 0.015309 | 0.010746 | 0.0030951 | 0.0078154 | 0.0052448 | 0 | 0 | 0 | 0
HV HH Metered | 0 | 0.023353 | 0.006726 | 0.013587 | 0 | 0 | 0 | 0 | 0 |  |  | 0.013103 | 0.0091978 | 0.0026491 | 0.0053513 | 0 | 0 | 0 | 0 | 0
NHH UMS category A
NHH UMS category B
NHH UMS category C
NHH UMS category D
LV UMS (Pseudo HH Metered)
LV Generation NHH or Aggregate HH
LV Sub Generation NHH
LV Generation Intermittent | 0 | 0.021056 | 0.0060645 | 0.015313 | 0.010277 | 0 | 0.01306 | 0.011857 | 0.00028171 |  |  | 0.011814 | 0.0082932 | 0.0023886 | 0.0060313 | 0.0040476 | 0 | 0.0073483 | 0.0066716 | 0.0036985
LV Generation Intermittent no RP charge
LV Generation Non-Intermittent | 0 | 0.021056 | 0.0060645 | 0.015313 | 0.010277 | 0 | 0.01306 | 0.011857 | 0.00028171 |  |  | 0.011814 | 0.0082932 | 0.0023886 | 0.0060313 | 0.0040476 | 0 | 0.0073483 | 0.0066716 | 0.0036985
LV Generation Non-Intermittent no RP charge
LV Sub Generation Intermittent | 0 | 0.020023 | 0.0057668 | 0.014562 | 0.0097722 | 0 | 0.012419 | 0.00048323 | 0 |  |  | 0.011234 | 0.0078861 | 0.0022713 | 0.0057352 | 0.0038489 | 0 | 0.0069876 | 0.0063441 | 0
LV Sub Generation Intermittent no RP charge
LV Sub Generation Non-Intermittent | 0 | 0.020023 | 0.0057668 | 0.014562 | 0.0097722 | 0 | 0.012419 | 0.00048323 | 0 |  |  | 0.011234 | 0.0078861 | 0.0022713 | 0.0057352 | 0.0038489 | 0 | 0.0069876 | 0.0063441 | 0
LV Sub Generation Non-Intermittent no RP charge
HV Generation Intermittent | 0 | 0.019759 | 0.0056909 | 0.01437 | 0.0041468 | 0 | 0.0015757 | 0 | 0 |  |  | 0.011087 | 0.0077824 | 0.0022414 | 0.0056598 | 0.0037982 | 0 | 0.0068956 | 0 | 0
HV Generation Intermittent no RP charge
HV Generation Non-Intermittent | 0 | 0.019759 | 0.0056909 | 0.01437 | 0.0041468 | 0 | 0.0015757 | 0 | 0 |  |  | 0.011087 | 0.0077824 | 0.0022414 | 0.0056598 | 0.0037982 | 0 | 0.0068956 | 0 | 0
HV Generation Non-Intermittent no RP charge
3308. Summary of charges before revenue matching
Data sources:
x1 = 3301. Unit rate 1 p/kWh (elements)
x2 = 3302. Unit rate 2 p/kWh (elements)
x3 = 3303. Unit rate 3 p/kWh (elements)
x4 = 3304. Fixed charge p/MPAN/day (elements)
x5 = 3305. Capacity charge p/kVA/day (elements)
x6 = 3306. Exceeded capacity charge p/kVA/day (elements)
x7 = 3307. Reactive power charge p/kVArh (elements)
Kind: | Cell summation | Cell summation | Cell summation | Cell summation | Cell summation | Cell summation | Cell summation
Formula: | =SUM(x1) | =SUM(x2) | =SUM(x3) | =SUM(x4) | =SUM(x5) | =SUM(x6) | =SUM(x7)
| Unit rate 1 p/kWh (total) | Unit rate 2 p/kWh (total) | Unit rate 3 p/kWh (total) | Fixed charge p/MPAN/day (total) | Capacity charge p/kVA/day (total) | Exceeded capacity charge p/kVA/day (total) | Reactive power charge p/kVArh
Domestic Unrestricted | 1.8152 | 0 | 0 | 3.5304 | 0 | 0 | 0
Domestic Two Rate | 2.2193 | 0.20087 | 0 | 3.5304 | 0 | 0 | 0
Domestic Off Peak (related MPAN) | 0.2471 | 0 | 0 | 0 | 0 | 0 | 0
Small Non Domestic Unrestricted | 1.6777 | 0 | 0 | 3.5304 | 0 | 0 | 0
Small Non Domestic Two Rate | 1.7813 | 0.16045 | 0 | 3.5304 | 0 | 0 | 0
Small Non Domestic Off Peak (related MPAN) | 0.1836 | 0 | 0 | 0 | 0 | 0 | 0
LV Medium Non-Domestic | 1.6225 | 0.13716 | 0 | 18.0929 | 0 | 0 | 0
LV Sub Medium Non-Domestic | 3.3825 | 0.28394 | 0 | 131.7955 | 0 | 0 | 0
HV Medium Non-Domestic | 2.4371 | 0.19279 | 0 | 1193.8154 | 0 | 0 | 0
LV Network Domestic | 9.7967 | 1.5062 | 0.17934 | 3.5304 | 0 | 0 | 0
LV Network Non-Domestic Non-CT | 8.9519 | 1.3763 | 0.16386 | 3.5304 | 0 | 0 | 0
LV HH Metered | 6.6072 | 0.95933 | 0.1164 | 14.0513 | 3.2552 | 5.0563 | 0.1477
LV Sub HH Metered | 5.2056 | 0.70959 | 0.087987 | 45.1064 | 3.2536 | 5.8514 | 0.11051
HV HH Metered | 3.6696 | 0.44358 | 0.057467 | 99.183 | 2.9264 | 5.747 | 0.073967
NHH UMS category A | 2.9643 | 0 | 0 | 0 | 0 | 0 | 0
NHH UMS category B | 3.1771 | 0 | 0 | 0 | 0 | 0 | 0
NHH UMS category C | 4.3777 | 0 | 0 | 0 | 0 | 0 | 0
NHH UMS category D | 2.8872 | 0 | 0 | 0 | 0 | 0 | 0
LV UMS (Pseudo HH Metered) | 26.2553 | 2.94 | 1.884 | 0 | 0 | 0 | 0
LV Generation NHH or Aggregate HH | -0.97652 | 0 | 0 | 0 | 0 | 0 | 0
LV Sub Generation NHH | -0.78134 | 0 | 0 | 0 | 0 | 0 | 0
LV Generation Intermittent | -0.97652 | 0 | 0 | 0 | 0 | 0 | 0.1282
LV Generation Intermittent no RP charge | -0.97652 | 0 | 0 | 0 | 0 | 0 | 0
LV Generation Non-Intermittent | -6.7209 | -1.0333 | -0.12303 | 0 | 0 | 0 | 0.1282
LV Generation Non-Intermittent no RP charge | -6.7209 | -1.0333 | -0.12303 | 0 | 0 | 0 | 0
LV Sub Generation Intermittent | -0.78134 | 0 | 0 | 0 | 0 | 0 | 0.10733
LV Sub Generation Intermittent no RP charge | -0.78134 | 0 | 0 | 0 | 0 | 0 | 0
LV Sub Generation Non-Intermittent | -5.4635 | -0.80314 | -0.097046 | 0 | 0 | 0 | 0.10733
LV Sub Generation Non-Intermittent no RP charge | -5.4635 | -0.80314 | -0.097046 | 0 | 0 | 0 | 0
HV Generation Intermittent | -0.56508 | 0 | 0 | 6.6787 | 0 | 0 | 0.083007
HV Generation Intermittent no RP charge | -0.56508 | 0 | 0 | 6.6787 | 0 | 0 | 0
HV Generation Non-Intermittent | -4.0943 | -0.54156 | -0.067871 | 6.6787 | 0 | 0 | 0.083007
HV Generation Non-Intermittent no RP charge | -4.0943 | -0.54156 | -0.067871 | 6.6787 | 0 | 0 | 0

## Revenue
Revenue shortfall or surplus for Electricity North West in 2019/20 (Version 1)
3401. Net revenues by tariff before matching (£)
Data sources:
x1 = 1010. Days in the charging year (in Financial and general assumptions)
x2 = 3308. Fixed charge p/MPAN/day (total) (in Summary of charges before revenue matching)
x3 = 2305. MPANs (in Equivalent volume for each end user)
x4 = 3308. Capacity charge p/kVA/day (total) (in Summary of charges before revenue matching)
x5 = 2305. Import capacity (kVA) (in Equivalent volume for each end user)
x6 = 3308. Exceeded capacity charge p/kVA/day (total) (in Summary of charges before revenue matching)
x7 = 2305. Exceeded capacity (kVA) (in Equivalent volume for each end user)
x8 = 3308. Unit rate 1 p/kWh (total) (in Summary of charges before revenue matching)
x9 = 2305. Rate 1 units (MWh) (in Equivalent volume for each end user)
x10 = 3308. Unit rate 2 p/kWh (total) (in Summary of charges before revenue matching)
x11 = 2305. Rate 2 units (MWh) (in Equivalent volume for each end user)
x12 = 3308. Unit rate 3 p/kWh (total) (in Summary of charges before revenue matching)
x13 = 2305. Rate 3 units (MWh) (in Equivalent volume for each end user)
x14 = 3308. Reactive power charge p/kVArh (in Summary of charges before revenue matching)
x15 = 2305. Reactive power units (MVArh) (in Equivalent volume for each end user)
Calculation =0.01*x1*(x2*x3+x4*x5+x6*x7)+10*(x8*x9+x10*x11+x12*x13+x14*x15)
Net revenues
Domestic Unrestricted | 145492579.8087
Domestic Two Rate | 13720108.2155
Domestic Off Peak (related MPAN) | 35284.6979
Small Non Domestic Unrestricted | 26771030.4427
Small Non Domestic Two Rate | 10231375.3205
Small Non Domestic Off Peak (related MPAN) | 37165.9861
LV Medium Non-Domestic | 1206.1247
LV Sub Medium Non-Domestic | 5.8992
HV Medium Non-Domestic | 17.6342
LV Network Domestic | 14932.3965
LV Network Non-Domestic Non-CT | 3349069.9647
LV HH Metered | 44549313.677
LV Sub HH Metered | 18865393.7212
HV HH Metered | 46405297.964
NHH UMS category A | 517756.8694
NHH UMS category B | 296180.6045
NHH UMS category C | 18003.0974
NHH UMS category D | 1.4842
LV UMS (Pseudo HH Metered) | 6940314.1169
LV Generation NHH or Aggregate HH | -31833.3349
LV Sub Generation NHH | -7.4994
LV Generation Intermittent | -199693.4438
LV Generation Intermittent no RP charge | 0
LV Generation Non-Intermittent | -55000.1847
LV Generation Non-Intermittent no RP charge | 0
LV Sub Generation Intermittent | -32434.9949
LV Sub Generation Intermittent no RP charge | 0
LV Sub Generation Non-Intermittent | -12873.0415
LV Sub Generation Non-Intermittent no RP charge | 0
HV Generation Intermittent | -2279654.3805
HV Generation Intermittent no RP charge | 0
HV Generation Non-Intermittent | -3089778.8383
HV Generation Non-Intermittent no RP charge | 0
3402. Target CDCM revenue
Data sources:
x1 = 1001. Value (in CDCM target revenue (£ unless otherwise stated))
x2 = Target CDCM revenue (£/year) (in Target CDCM revenue)
x3 = 1001. Calculations (£/year) (in CDCM target revenue (£ unless otherwise stated))
Kind: | Special calculation | Calculation
Formula: | = derived from x1 | =x2-x3
| Target CDCM revenue (£/year) | Check (should be zero)
Latest forecast of CDCM Revenue | 417793785.392 | 0
3403. Revenue surplus or shortfall
Data sources:
x1 = 3401. Net revenues by tariff before matching (£)
x2 = 3402. Target CDCM revenue (£/year) (in Target CDCM revenue)
x3 = Total net revenues before matching (£) (in Revenue surplus or shortfall)
Kind: | Cell summation | Calculation
Formula: | =SUM(x1) | =x2-x3
| Total net revenues before matching (£) | Revenue shortfall (surplus) £
Revenue surplus or shortfall | 311543762.3072 | 106250023.0848

## Adder
Adder for Electricity North West in 2019/20 (Version 1)
3501. Adder value at which the minimum is breached
Data sources:
x1 = 3308. Unit rate 1 p/kWh (total) (in Summary of charges before revenue matching)
x2 = 3308. Unit rate 2 p/kWh (total) (in Summary of charges before revenue matching)
x3 = 3308. Unit rate 3 p/kWh (total) (in Summary of charges before revenue matching)
Kind: | Calculation | Calculation | Calculation
Formula: | =0-x1 | =0-x2 | =0-x3
| Adder threshold for Unit rate 1 p/kWh | Adder threshold for Unit rate 2 p/kWh | Adder threshold for Unit rate 3 p/kWh
Domestic Unrestricted | -1.8152
Domestic Two Rate | -2.2193 | -0.20087
Domestic Off Peak (related MPAN) | -0.2471
Small Non Domestic Unrestricted | -1.6777
Small Non Domestic Two Rate | -1.7813 | -0.16045
Small Non Domestic Off Peak (related MPAN) | -0.1836
LV Medium Non-Domestic | -1.6225 | -0.13716
LV Sub Medium Non-Domestic | -3.3825 | -0.28394
HV Medium Non-Domestic | -2.4371 | -0.19279
LV Network Domestic | -9.7967 | -1.5062 | -0.17934
LV Network Non-Domestic Non-CT | -8.9519 | -1.3763 | -0.16386
LV HH Metered | -6.6072 | -0.95933 | -0.1164
LV Sub HH Metered | -5.2056 | -0.70959 | -0.087987
HV HH Metered | -3.6696 | -0.44358 | -0.057467
NHH UMS category A | -2.9643
NHH UMS category B | -3.1771
NHH UMS category C | -4.3777
NHH UMS category D | -2.8872
LV UMS (Pseudo HH Metered) | -26.2553 | -2.94 | -1.884
LV Generation NHH or Aggregate HH | 0.97652
LV Sub Generation NHH | 0.78134
LV Generation Intermittent | 0.97652
LV Generation Intermittent no RP charge | 0.97652
LV Generation Non-Intermittent | 6.7209 | 1.0333 | 0.12303
LV Generation Non-Intermittent no RP charge | 6.7209 | 1.0333 | 0.12303
LV Sub Generation Intermittent | 0.78134
LV Sub Generation Intermittent no RP charge | 0.78134
LV Sub Generation Non-Intermittent | 5.4635 | 0.80314 | 0.097046
LV Sub Generation Non-Intermittent no RP charge | 5.4635 | 0.80314 | 0.097046
HV Generation Intermittent | 0.56508
HV Generation Intermittent no RP charge | 0.56508
HV Generation Non-Intermittent | 4.0943 | 0.54156 | 0.067871
HV Generation Non-Intermittent no RP charge | 4.0943 | 0.54156 | 0.067871
3502. Marginal revenue effect of adder
Data sources:
x1 = 2302. Load coefficient
x2 = 2305. Rate 1 units (MWh) (in Equivalent volume for each end user)
x3 = 2305. Rate 2 units (MWh) (in Equivalent volume for each end user)
x4 = 2305. Rate 3 units (MWh) (in Equivalent volume for each end user)
Kind: | Calculation | Calculation | Calculation
Formula: | =IF(x1<0,0,x2*10) | =IF(x1<0,0,x3*10) | =IF(x1<0,0,x4*10)
| Effect through Unit rate 1 p/kWh | Effect through Unit rate 2 p/kWh | Effect through Unit rate 3 p/kWh
Domestic Unrestricted | 65453649.6355 | 0 | 0
Domestic Two Rate | 4715670.6951 | 4672935.8719 | 0
Domestic Off Peak (related MPAN) | 142795.0209 | 0 | 0
Small Non Domestic Unrestricted | 15015031.8916 | 0 | 0
Small Non Domestic Two Rate | 5319473.5459 | 1957291.7539 | 0
Small Non Domestic Off Peak (related MPAN) | 202426.2911 | 0 | 0
LV Medium Non-Domestic | 679.5414 | 134.1665 | 0
LV Sub Medium Non-Domestic | 1.3596 | 2.8804 | 0
HV Medium Non-Domestic | 4.5302 | 11.5372 | 0
LV Network Domestic | 688.6427 | 2065.9971 | 3810.7054
LV Network Non-Domestic Non-CT | 224359.6495 | 805971.0447 | 1130299.9064
LV HH Metered | 2661056.6928 | 9505007.2443 | 12275065.2756
LV Sub HH Metered | 1270172.6508 | 4652204.7988 | 6285073.2185
HV HH Metered | 4597089.0736 | 15722206.5206 | 25893774.7367
NHH UMS category A | 174663.9689 | 0 | 0
NHH UMS category B | 93223.4548 | 0 | 0
NHH UMS category C | 4112.4693 | 0 | 0
NHH UMS category D | 0.51406 | 0 | 0
LV UMS (Pseudo HH Metered) | 105607.0647 | 283875.1814 | 1769070.7056
LV Generation NHH or Aggregate HH | 0 | 0 | 0
LV Sub Generation NHH | 0 | 0 | 0
LV Generation Intermittent | 0 | 0 | 0
LV Generation Intermittent no RP charge | 0 | 0 | 0
LV Generation Non-Intermittent | 0 | 0 | 0
LV Generation Non-Intermittent no RP charge | 0 | 0 | 0
LV Sub Generation Intermittent | 0 | 0 | 0
LV Sub Generation Intermittent no RP charge | 0 | 0 | 0
LV Sub Generation Non-Intermittent | 0 | 0 | 0
LV Sub Generation Non-Intermittent no RP charge | 0 | 0 | 0
HV Generation Intermittent | 0 | 0 | 0
HV Generation Intermittent no RP charge | 0 | 0 | 0
HV Generation Non-Intermittent | 0 | 0 | 0
HV Generation Non-Intermittent no RP charge | 0 | 0 | 0
3503. Constraint-free solution
Data sources:
x1 = 3403. Revenue shortfall (surplus) £ (in Revenue surplus or shortfall)
x2 = 3502. Effect through Unit rate 1 p/kWh (in Marginal revenue effect of adder)
x3 = 3502. Effect through Unit rate 2 p/kWh (in Marginal revenue effect of adder)
x4 = 3502. Effect through Unit rate 3 p/kWh (in Marginal revenue effect of adder)
Calculation =x1/SUM(x2,x3,x4)
Constraint-free solution
Constraint-free solution | 0.57451
3504. Starting point
Data sources:
x1 = 3503. Constraint-free solution
x2 = 3501. Adder threshold for Unit rate 1 p/kWh (in Adder value at which the minimum is breached)
x3 = 3501. Adder threshold for Unit rate 2 p/kWh (in Adder value at which the minimum is breached)
x4 = 3501. Adder threshold for Unit rate 3 p/kWh (in Adder value at which the minimum is breached)
Calculation =MIN(x1,x2,x3,x4)
Starting point
Starting point | -26.2553
3505. Solve for General adder rate (p/kWh)
Data sources:
x1 = 3504. Starting point
x2 = 3501. Adder threshold for Unit rate 1 p/kWh (in Adder value at which the minimum is breached)
x3 = 3501. Adder threshold for Unit rate 2 p/kWh (in Adder value at which the minimum is breached)
x4 = 3501. Adder threshold for Unit rate 3 p/kWh (in Adder value at which the minimum is breached)
x5 = 3502. Effect through Unit rate 1 p/kWh (in Marginal revenue effect of adder)
x6 = 3502. Effect through Unit rate 2 p/kWh (in Marginal revenue effect of adder)
x7 = 3502. Effect through Unit rate 3 p/kWh (in Marginal revenue effect of adder)
x8 = Location (in Solve for General adder rate (p/kWh))
x9 = Kink (in Solve for General adder rate (p/kWh))
x10 = Ranking before tie break (in Solve for General adder rate (p/kWh))
x11 = Counter (in Solve for General adder rate (p/kWh))
x12 = Tie breaker (in Solve for General adder rate (p/kWh))
x13 = Ranking (in Solve for General adder rate (p/kWh))
x14 = Kink reordering (in Solve for General adder rate (p/kWh))
x15 = Starting slope contributions (in Solve for General adder rate (p/kWh))
x16 = New slope (in Solve for General adder rate (p/kWh))
x17 = Location (ordered) (in Solve for General adder rate (p/kWh))
x18 = Starting values (in Solve for General adder rate (p/kWh))
x19 = 3403. Revenue shortfall (surplus) £ (in Revenue surplus or shortfall)
x20 = 3503. Constraint-free solution
x21 = Value (in Solve for General adder rate (p/kWh))
Kind: | Special calculation | Special calculation | Special calculation | Special calculation | Special calculation | Fixed data | Calculation | Special calculation | Special calculation | Special calculation | Special calculation | Special calculation | Special calculation
Formula: | = x1 or x2 or x3 or x4 | Special calculation | =IF(ISERROR(x8),x9,0) | =MAX(x1,x8)*x9 | =RANK(x8,x8,1) |  | =x10*99+x11 | =RANK(x12,x12,1) | =MATCH(x11,x13,0) | =INDEX(x8,x14,1) or =x8 | Special calculation | Special calculation | Special calculation
| Location | Kink | Starting slope contributions | Starting values | Ranking before tie break | Counter | Tie breaker | Ranking | Kink reordering | Location (ordered) | New slope | Value | Root
Starting point | -26.2553 |  |  |  |  | 0 | 0 |  |  | -26.2553 | 0 | -346529994.8683
Kink 1 | -1.8152 | 65453649.6355 | 0 | -118808522.0854 | 16 | 1 | 1585 | 16 | 19 | -26.2553 | 105607.0647 | -346529994.8683
Kink 2 | -2.2193 | 4715670.6951 | 0 | -10465575.7625 | 14 | 2 | 1388 | 14 | 10 | -9.7967 | 106295.7074 | -344791851.7018
Kink 3 | -0.2471 | 142795.0209 | 0 | -35284.6979 | 26 | 3 | 2577 | 26 | 11 | -8.9519 | 330655.3569 | -344702054.643
Kink 4 | -1.6777 | 15015031.8916 | 0 | -25191065.4012 | 18 | 4 | 1786 | 18 | 12 | -6.6072 | 2991712.0497 | -343926780.4805
Kink 5 | -1.7813 | 5319473.5459 | 0 | -9475498.8091 | 17 | 5 | 1688 | 17 | 13 | -5.2056 | 4261884.7005 | -339733570.9219
Kink 6 | -0.1836 | 202426.2911 | 0 | -37165.9861 | 29 | 6 | 2877 | 29 | 17 | -4.3777 | 4265997.1698 | -336204937.3958
Kink 7 | -1.6225 | 679.5414 | 0 | -1102.5446 | 19 | 7 | 1888 | 19 | 14 | -3.6696 | 8863086.2434 | -333184260.1459
Kink 8 | -3.3825 | 1.3596 | 0 | -4.5989 | 8 | 8 | 800 | 8 | 8 | -3.3825 | 8863087.603 | -330639573.9614
Kink 9 | -2.4371 | 4.5302 | 0 | -11.0405 | 13 | 9 | 1296 | 13 | 16 | -3.1771 | 8956311.0578 | -328819196.4249
Kink 10 | -9.7967 | 688.6427 | 0 | -6746.4193 | 2 | 10 | 208 | 2 | 15 | -2.9643 | 9130975.0266 | -326913282.1537
Kink 11 | -8.9519 | 224359.6495 | 0 | -2008446.2562 | 3 | 11 | 308 | 3 | 52 | -2.94 | 9414850.208 | -326691784.1829
Kink 12 | -6.6072 | 2661056.6928 | 0 | -17582255.2138 | 4 | 12 | 408 | 4 | 18 | -2.8872 | 9414850.722 | -326194571.9042
Kink 13 | -5.2056 | 1270172.6508 | 0 | -6612057.6962 | 5 | 13 | 508 | 5 | 9 | -2.4371 | 9414855.2522 | -321956617.9885
Kink 14 | -3.6696 | 4597089.0736 | 0 | -16869492.7431 | 7 | 14 | 707 | 7 | 2 | -2.2193 | 14130525.9474 | -319906253.7491
Kink 15 | -2.9643 | 174663.9689 | 0 | -517756.8694 | 10 | 15 | 1005 | 10 | 85 | -1.884 | 15899596.653 | -315168315.1272
Kink 16 | -3.1771 | 93223.4548 | 0 | -296180.6045 | 9 | 16 | 907 | 9 | 1 | -1.8152 | 81353246.2885 | -314073381.9792
Kink 17 | -4.3777 | 4112.4693 | 0 | -18003.0974 | 6 | 17 | 611 | 6 | 5 | -1.7813 | 86672719.8344 | -311317949.9122
Kink 18 | -2.8872 | 0.51406 | 0 | -1.4842 | 12 | 18 | 1206 | 12 | 4 | -1.6777 | 101687751.726 | -302341949.6764
Kink 19 | -26.2553 | 105607.0647 | 0 | -2772742.8753 | 1 | 19 | 118 | 1 | 7 | -1.6225 | 101688431.2675 | -296724729.5543
Kink 20 | 0.97652 | 0 | 0 | 0 | 89 | 20 | 8831 | 89 | 43 | -1.5062 | 101690497.2646 | -284904727.8781
Kink 21 | 0.78134 | 0 | 0 | 0 | 84 | 21 | 8337 | 84 | 44 | -1.3763 | 102496468.3093 | -271687135.224
Kink 22 | 0.97652 | 0 | 0 | 0 | 89 | 22 | 8833 | 90 | 45 | -0.95933 | 112001475.5536 | -228952979.3385
Kink 23 | 0.97652 | 0 | 0 | 0 | 89 | 23 | 8834 | 91 | 46 | -0.70959 | 116653680.3524 | -200981243.2606
Kink 24 | 6.7209 | 0 | 0 | 0 | 98 | 24 | 9726 | 98 | 47 | -0.44358 | 132375886.873 | -169949938.4543
Kink 25 | 6.7209 | 0 | 0 | 0 | 98 | 25 | 9727 | 99 | 41 | -0.28394 | 132375889.7534 | -148817567.9508
Kink 26 | 0.78134 | 0 | 0 | 0 | 84 | 26 | 8342 | 85 | 3 | -0.2471 | 132518684.7743 | -143941089.6113
Kink 27 | 0.78134 | 0 | 0 | 0 | 84 | 27 | 8343 | 86 | 35 | -0.20087 | 137191620.6462 | -137814867.8763
Kink 28 | 5.4635 | 0 | 0 | 0 | 96 | 28 | 9532 | 96 | 42 | -0.19279 | 137191632.1834 | -136706340.4136
Kink 29 | 5.4635 | 0 | 0 | 0 | 96 | 29 | 9533 | 97 | 6 | -0.1836 | 137394058.4745 | -135445752.7822
Kink 30 | 0.56508 | 0 | 0 | 0 | 82 | 30 | 8148 | 82 | 76 | -0.17934 | 137397869.1799 | -134859784.4595
Kink 31 | 0.56508 | 0 | 0 | 0 | 82 | 31 | 8149 | 83 | 77 | -0.16386 | 138528169.0864 | -132733287.8514
Kink 32 | 4.0943 | 0 | 0 | 0 | 94 | 32 | 9338 | 94 | 38 | -0.16045 | 140485460.8403 | -132260383.1243
Kink 33 | 4.0943 | 0 | 0 | 0 | 94 | 33 | 9339 | 95 | 40 | -0.13716 | 140485595.0068 | -128988804.8931
Kink 34 | 0 | 0 | 0 | 0 | 37 | 34 | 3697 | 37 | 78 | -0.1164 | 152760660.2823 | -126072461.2048
Kink 35 | -0.20087 | 4672935.8719 | 0 | -938658.334 | 27 | 35 | 2708 | 27 | 79 | -0.087987 | 159045733.5008 | -121732048.7423
Kink 36 | 0 | 0 | 0 | 0 | 37 | 36 | 3699 | 38 | 80 | -0.057467 | 184939508.2376 | -116878003.4739
Kink 37 | 0 | 0 | 0 | 0 | 37 | 37 | 3700 | 39 | 34 | 0 | 184939508.2376 | -106250023.0848
Kink 38 | -0.16045 | 1957291.7539 | 0 | -314041.5599 | 32 | 38 | 3206 | 32 | 36 | 0 | 184939508.2376 | -106250023.0848
Kink 39 | 0 | 0 | 0 | 0 | 37 | 39 | 3702 | 40 | 37 | 0 | 184939508.2376 | -106250023.0848
Kink 40 | -0.13716 | 134.1665 | 0 | -18.4022 | 33 | 40 | 3307 | 33 | 39 | 0 | 184939508.2376 | -106250023.0848
Kink 41 | -0.28394 | 2.8804 | 0 | -0.81785 | 25 | 41 | 2516 | 25 | 48 | 0 | 184939508.2376 | -106250023.0848
Kink 42 | -0.19279 | 11.5372 | 0 | -2.2243 | 28 | 42 | 2814 | 28 | 49 | 0 | 184939508.2376 | -106250023.0848
Kink 43 | -1.5062 | 2065.9971 | 0 | -3111.8993 | 20 | 43 | 2023 | 20 | 50 | 0 | 184939508.2376 | -106250023.0848
Kink 44 | -1.3763 | 805971.0447 | 0 | -1109231.4421 | 21 | 44 | 2123 | 21 | 51 | 0 | 184939508.2376 | -106250023.0848
Kink 45 | -0.95933 | 9505007.2443 | 0 | -9118478.0688 | 22 | 45 | 2223 | 22 | 53 | 0 | 184939508.2376 | -106250023.0848
Kink 46 | -0.70959 | 4652204.7988 | 0 | -3301157.069 | 23 | 46 | 2323 | 23 | 54 | 0 | 184939508.2376 | -106250023.0848
Kink 47 | -0.44358 | 15722206.5206 | 0 | -6974018.264 | 24 | 47 | 2423 | 24 | 55 | 0 | 184939508.2376 | -106250023.0848
Kink 48 | 0 | 0 | 0 | 0 | 37 | 48 | 3711 | 41 | 56 | 0 | 184939508.2376 | -106250023.0848
Kink 49 | 0 | 0 | 0 | 0 | 37 | 49 | 3712 | 42 | 59 | 0 | 184939508.2376 | -106250023.0848
Kink 50 | 0 | 0 | 0 | 0 | 37 | 50 | 3713 | 43 | 60 | 0 | 184939508.2376 | -106250023.0848
Kink 51 | 0 | 0 | 0 | 0 | 37 | 51 | 3714 | 44 | 63 | 0 | 184939508.2376 | -106250023.0848
Kink 52 | -2.94 | 283875.1814 | 0 | -834605.7522 | 11 | 52 | 1141 | 11 | 64 | 0 | 184939508.2376 | -106250023.0848
Kink 53 | 0 | 0 | 0 | 0 | 37 | 53 | 3716 | 45 | 67 | 0 | 184939508.2376 | -106250023.0848
Kink 54 | 0 | 0 | 0 | 0 | 37 | 54 | 3717 | 46 | 68 | 0 | 184939508.2376 | -106250023.0848
Kink 55 | 0 | 0 | 0 | 0 | 37 | 55 | 3718 | 47 | 69 | 0 | 184939508.2376 | -106250023.0848
Kink 56 | 0 | 0 | 0 | 0 | 37 | 56 | 3719 | 48 | 70 | 0 | 184939508.2376 | -106250023.0848
Kink 57 | 1.0333 | 0 | 0 | 0 | 92 | 57 | 9165 | 92 | 71 | 0 | 184939508.2376 | -106250023.0848
Kink 58 | 1.0333 | 0 | 0 | 0 | 92 | 58 | 9166 | 93 | 72 | 0 | 184939508.2376 | -106250023.0848
Kink 59 | 0 | 0 | 0 | 0 | 37 | 59 | 3722 | 49 | 73 | 0 | 184939508.2376 | -106250023.0848
Kink 60 | 0 | 0 | 0 | 0 | 37 | 60 | 3723 | 50 | 74 | 0 | 184939508.2376 | -106250023.0848
Kink 61 | 0.80314 | 0 | 0 | 0 | 87 | 61 | 8674 | 87 | 75 | 0 | 184939508.2376 | -106250023.0848
Kink 62 | 0.80314 | 0 | 0 | 0 | 87 | 62 | 8675 | 88 | 81 | 0 | 184939508.2376 | -106250023.0848
Kink 63 | 0 | 0 | 0 | 0 | 37 | 63 | 3726 | 51 | 82 | 0 | 184939508.2376 | -106250023.0848
Kink 64 | 0 | 0 | 0 | 0 | 37 | 64 | 3727 | 52 | 83 | 0 | 184939508.2376 | -106250023.0848
Kink 65 | 0.54156 | 0 | 0 | 0 | 80 | 65 | 7985 | 80 | 84 | 0 | 184939508.2376 | -106250023.0848
Kink 66 | 0.54156 | 0 | 0 | 0 | 80 | 66 | 7986 | 81 | 86 | 0 | 184939508.2376 | -106250023.0848
Kink 67 | 0 | 0 | 0 | 0 | 37 | 67 | 3730 | 53 | 87 | 0 | 184939508.2376 | -106250023.0848
Kink 68 | 0 | 0 | 0 | 0 | 37 | 68 | 3731 | 54 | 88 | 0 | 184939508.2376 | -106250023.0848
Kink 69 | 0 | 0 | 0 | 0 | 37 | 69 | 3732 | 55 | 89 | 0 | 184939508.2376 | -106250023.0848
Kink 70 | 0 | 0 | 0 | 0 | 37 | 70 | 3733 | 56 | 92 | 0 | 184939508.2376 | -106250023.0848
Kink 71 | 0 | 0 | 0 | 0 | 37 | 71 | 3734 | 57 | 93 | 0 | 184939508.2376 | -106250023.0848
Kink 72 | 0 | 0 | 0 | 0 | 37 | 72 | 3735 | 58 | 96 | 0 | 184939508.2376 | -106250023.0848
Kink 73 | 0 | 0 | 0 | 0 | 37 | 73 | 3736 | 59 | 97 | 0 | 184939508.2376 | -106250023.0848
Kink 74 | 0 | 0 | 0 | 0 | 37 | 74 | 3737 | 60 | 98 | 0.067871 | 184939508.2376 | -93697902.9039
Kink 75 | 0 | 0 | 0 | 0 | 37 | 75 | 3738 | 61 | 99 | 0.067871 | 184939508.2376 | -93697902.9039
Kink 76 | -0.17934 | 3810.7054 | 0 | -683.4031 | 30 | 76 | 3046 | 30 | 94 | 0.097046 | 184939508.2376 | -88302475.6564
Kink 77 | -0.16386 | 1130299.9064 | 0 | -185211.8072 | 31 | 77 | 3146 | 31 | 95 | 0.097046 | 184939508.2376 | -88302475.6564
Kink 78 | -0.1164 | 12275065.2756 | 0 | -1428821.2501 | 34 | 78 | 3444 | 34 | 90 | 0.12303 | 184939508.2376 | -83497544.0582
Kink 79 | -0.087987 | 6285073.2185 | 0 | -553005.6271 | 35 | 79 | 3544 | 35 | 91 | 0.12303 | 184939508.2376 | -83497544.0582
Kink 80 | -0.057467 | 25893774.7367 | 0 | -1488046.1872 | 36 | 80 | 3644 | 36 | 65 | 0.54156 | 184939508.2376 | -6094688.946
Kink 81 | 0 | 0 | 0 | 0 | 37 | 81 | 3744 | 62 | 66 | 0.54156 | 184939508.2376 | -6094688.946
Kink 82 | 0 | 0 | 0 | 0 | 37 | 82 | 3745 | 63 | 30 | 0.56508 | 184939508.2376 | -1745299.7196
Kink 83 | 0 | 0 | 0 | 0 | 37 | 83 | 3746 | 64 | 31 | 0.56508 | 184939508.2376 | -1745299.7196
Kink 84 | 0 | 0 | 0 | 0 | 37 | 84 | 3747 | 65 | 21 | 0.78134 | 184939508.2376 | 38250683.0054 | 0.57451
Kink 85 | -1.884 | 1769070.7056 | 0 | -3332965.4894 | 15 | 85 | 1570 | 15 | 26 | 0.78134 | 184939508.2376 | 38250683.0054
Kink 86 | 0 | 0 | 0 | 0 | 37 | 86 | 3749 | 66 | 27 | 0.78134 | 184939508.2376 | 38250683.0054
Kink 87 | 0 | 0 | 0 | 0 | 37 | 87 | 3750 | 67 | 61 | 0.80314 | 184939508.2376 | 42282310.0993
Kink 88 | 0 | 0 | 0 | 0 | 37 | 88 | 3751 | 68 | 62 | 0.80314 | 184939508.2376 | 42282310.0993
Kink 89 | 0 | 0 | 0 | 0 | 37 | 89 | 3752 | 69 | 20 | 0.97652 | 184939508.2376 | 74347438.9982
Kink 90 | 0.12303 | 0 | 0 | 0 | 78 | 90 | 7812 | 78 | 22 | 0.97652 | 184939508.2376 | 74347438.9982
Kink 91 | 0.12303 | 0 | 0 | 0 | 78 | 91 | 7813 | 79 | 23 | 0.97652 | 184939508.2376 | 74347438.9982
Kink 92 | 0 | 0 | 0 | 0 | 37 | 92 | 3755 | 70 | 57 | 1.0333 | 184939508.2376 | 84847688.0323
Kink 93 | 0 | 0 | 0 | 0 | 37 | 93 | 3756 | 71 | 58 | 1.0333 | 184939508.2376 | 84847688.0323
Kink 94 | 0.097046 | 0 | 0 | 0 | 76 | 94 | 7618 | 76 | 32 | 4.0943 | 184939508.2376 | 650942181.2335
Kink 95 | 0.097046 | 0 | 0 | 0 | 76 | 95 | 7619 | 77 | 33 | 4.0943 | 184939508.2376 | 650942181.2335
Kink 96 | 0 | 0 | 0 | 0 | 37 | 96 | 3759 | 72 | 28 | 5.4635 | 184939508.2376 | 904176118.0483
Kink 97 | 0 | 0 | 0 | 0 | 37 | 97 | 3760 | 73 | 29 | 5.4635 | 184939508.2376 | 904176118.0483
Kink 98 | 0.067871 | 0 | 0 | 0 | 74 | 98 | 7424 | 74 | 24 | 6.7209 | 184939508.2376 | 1136708291.6789
Kink 99 | 0.067871 | 0 | 0 | 0 | 74 | 99 | 7425 | 75 | 25 | 6.7209 | 184939508.2376 | 1136708291.6789
3506. General adder rate (p/kWh)
Data sources:
x1 = 3505. Root (in Solve for General adder rate (p/kWh))
Calculation =MIN(x1)
General adder rate (p/kWh)
General adder rate (p/kWh) | 0.57451
3507. Adder
Data sources:
x1 = 2302. Load coefficient
x2 = 3506. General adder rate (p/kWh)
x3 = 3501. Adder threshold for Unit rate 1 p/kWh (in Adder value at which the minimum is breached)
x4 = 3501. Adder threshold for Unit rate 2 p/kWh (in Adder value at which the minimum is breached)
x5 = 3501. Adder threshold for Unit rate 3 p/kWh (in Adder value at which the minimum is breached)
x6 = Adder on Unit rate 1 p/kWh (in Adder)
x7 = 2305. Rate 1 units (MWh) (in Equivalent volume for each end user)
x8 = Adder on Unit rate 2 p/kWh (in Adder)
x9 = 2305. Rate 2 units (MWh) (in Equivalent volume for each end user)
x10 = Adder on Unit rate 3 p/kWh (in Adder)
x11 = 2305. Rate 3 units (MWh) (in Equivalent volume for each end user)
Kind: | Calculation | Calculation | Calculation | Calculation
Formula: | =IF(x1<0,0,MAX(x2,x3)) | =IF(x1<0,0,MAX(x2,x4)) | =IF(x1<0,0,MAX(x2,x5)) | =0+10*(x6*x7+x8*x9+x10*x11)
| Adder on Unit rate 1 p/kWh | Adder on Unit rate 2 p/kWh | Adder on Unit rate 3 p/kWh | Net revenues by tariff from adder
Domestic Unrestricted | 0.57451 |  |  | 37603927.095
Domestic Two Rate | 0.57451 | 0.57451 |  | 5393869.9956
Domestic Off Peak (related MPAN) | 0.57451 |  |  | 82037.4966
Small Non Domestic Unrestricted | 0.57451 |  |  | 8626320.5753
Small Non Domestic Two Rate | 0.57451 | 0.57451 |  | 4180591.2023
Small Non Domestic Off Peak (related MPAN) | 0.57451 |  |  | 116296.395
LV Medium Non-Domestic | 0.57451 | 0.57451 |  | 467.4852
LV Sub Medium Non-Domestic | 0.57451 | 0.57451 |  | 2.4359
HV Medium Non-Domestic | 0.57451 | 0.57451 |  | 9.2309
LV Network Domestic | 0.57451 | 0.57451 | 0.57451 | 3771.8716
LV Network Non-Domestic Non-CT | 0.57451 | 0.57451 | 0.57451 | 1241308.8657
LV HH Metered | 0.57451 | 0.57451 | 0.57451 | 14041729.4704
LV Sub HH Metered | 0.57451 | 0.57451 | 0.57451 | 7013330.6164
HV HH Metered | 0.57451 | 0.57451 | 0.57451 | 26549977.5374
NHH UMS category A | 0.57451 |  |  | 100346.5993
NHH UMS category B | 0.57451 |  |  | 53558.0218
NHH UMS category C | 0.57451 |  |  | 2362.6642
NHH UMS category D | 0.57451 |  |  | 0.29533
LV UMS (Pseudo HH Metered) | 0.57451 | 0.57451 | 0.57451 | 1240115.2308
LV Generation NHH or Aggregate HH | 0 |  |  | 0
LV Sub Generation NHH | 0 |  |  | 0
LV Generation Intermittent | 0 |  |  | 0
LV Generation Intermittent no RP charge | 0 |  |  | 0
LV Generation Non-Intermittent | 0 | 0 | 0 | 0
LV Generation Non-Intermittent no RP charge | 0 | 0 | 0 | 0
LV Sub Generation Intermittent | 0 |  |  | 0
LV Sub Generation Intermittent no RP charge | 0 |  |  | 0
LV Sub Generation Non-Intermittent | 0 | 0 | 0 | 0
LV Sub Generation Non-Intermittent no RP charge | 0 | 0 | 0 | 0
HV Generation Intermittent | 0 |  |  | 0
HV Generation Intermittent no RP charge | 0 |  |  | 0
HV Generation Non-Intermittent | 0 | 0 | 0 | 0
HV Generation Non-Intermittent no RP charge | 0 | 0 | 0 | 0

## Adjust
Tariff component adjustment and rounding for Electricity North West in 2019/20 (Version 1)
3601. Tariffs before rounding
Data sources:
x1 = 3308. Unit rate 1 p/kWh (total) (in Summary of charges before revenue matching)
x2 = 3507. Adder on Unit rate 1 p/kWh (in Adder)
x3 = 3308. Unit rate 2 p/kWh (total) (in Summary of charges before revenue matching)
x4 = 3507. Adder on Unit rate 2 p/kWh (in Adder)
x5 = 3308. Unit rate 3 p/kWh (total) (in Summary of charges before revenue matching)
x6 = 3507. Adder on Unit rate 3 p/kWh (in Adder)
x7 = 3308. Fixed charge p/MPAN/day (total) (in Summary of charges before revenue matching)
x8 = 3308. Capacity charge p/kVA/day (total) (in Summary of charges before revenue matching)
x9 = 3308. Exceeded capacity charge p/kVA/day (total) (in Summary of charges before revenue matching)
x10 = 3308. Reactive power charge p/kVArh (in Summary of charges before revenue matching)
Kind: | Calculation | Calculation | Calculation | Copy cells | Copy cells | Copy cells | Copy cells
Formula: | =x1+x2 | =x3+x4 | =x5+x6 | =x7 | =x8 | =x9 | =x10
| Unit rate 1 p/kWh | Unit rate 2 p/kWh | Unit rate 3 p/kWh | Fixed charge p/MPAN/day | Capacity charge p/kVA/day | Exceeded capacity charge p/kVA/day | Reactive power charge p/kVArh
Domestic Unrestricted | 2.3897 |  |  | 3.5304
Domestic Two Rate | 2.7938 | 0.77538 |  | 3.5304
Domestic Off Peak (related MPAN) | 0.82161
Small Non Domestic Unrestricted | 2.2522 |  |  | 3.5304
Small Non Domestic Two Rate | 2.3558 | 0.73496 |  | 3.5304
Small Non Domestic Off Peak (related MPAN) | 0.75811
LV Medium Non-Domestic | 2.197 | 0.71167 |  | 18.0929
LV Sub Medium Non-Domestic | 3.957 | 0.85845 |  | 131.7955
HV Medium Non-Domestic | 3.0116 | 0.7673 |  | 1193.8154
LV Network Domestic | 10.3712 | 2.0808 | 0.75385 | 3.5304
LV Network Non-Domestic Non-CT | 9.5264 | 1.9508 | 0.73837 | 3.5304
LV HH Metered | 7.1818 | 1.5338 | 0.69091 | 14.0513 | 3.2552 | 5.0563 | 0.1477
LV Sub HH Metered | 5.7801 | 1.2841 | 0.6625 | 45.1064 | 3.2536 | 5.8514 | 0.11051
HV HH Metered | 4.2441 | 1.0181 | 0.63198 | 99.183 | 2.9264 | 5.747 | 0.073967
NHH UMS category A | 3.5388
NHH UMS category B | 3.7516
NHH UMS category C | 4.9522
NHH UMS category D | 3.4617
LV UMS (Pseudo HH Metered) | 26.8298 | 3.5146 | 2.4585
LV Generation NHH or Aggregate HH | -0.97652 |  |  | 0
LV Sub Generation NHH | -0.78134 |  |  | 0
LV Generation Intermittent | -0.97652 |  |  | 0 |  |  | 0.1282
LV Generation Intermittent no RP charge | -0.97652 |  |  | 0
LV Generation Non-Intermittent | -6.7209 | -1.0333 | -0.12303 | 0 |  |  | 0.1282
LV Generation Non-Intermittent no RP charge | -6.7209 | -1.0333 | -0.12303 | 0
LV Sub Generation Intermittent | -0.78134 |  |  | 0 |  |  | 0.10733
LV Sub Generation Intermittent no RP charge | -0.78134 |  |  | 0
LV Sub Generation Non-Intermittent | -5.4635 | -0.80314 | -0.097046 | 0 |  |  | 0.10733
LV Sub Generation Non-Intermittent no RP charge | -5.4635 | -0.80314 | -0.097046 | 0
HV Generation Intermittent | -0.56508 |  |  | 6.6787 |  |  | 0.083007
HV Generation Intermittent no RP charge | -0.56508 |  |  | 6.6787
HV Generation Non-Intermittent | -4.0943 | -0.54156 | -0.067871 | 6.6787 |  |  | 0.083007
HV Generation Non-Intermittent no RP charge | -4.0943 | -0.54156 | -0.067871 | 6.6787
3602. Decimal places
| Unit rate 1 p/kWh | Unit rate 2 p/kWh | Unit rate 3 p/kWh | Fixed charge p/MPAN/day | Capacity charge p/kVA/day | Exceeded capacity charge p/kVA/day | Reactive power charge p/kVArh
Decimal places | 3 | 3 | 3 | 2 | 2 | 2 | 3
3603. Tariff rounding
Data sources:
x1 = 3601. Unit rate 1 p/kWh before rounding (in Tariffs before rounding)
x2 = 3602. Unit rate 1 p/kWh decimal places (in Decimal places)
x3 = 3601. Unit rate 2 p/kWh before rounding (in Tariffs before rounding)
x4 = 3602. Unit rate 2 p/kWh decimal places (in Decimal places)
x5 = 3601. Unit rate 3 p/kWh before rounding (in Tariffs before rounding)
x6 = 3602. Unit rate 3 p/kWh decimal places (in Decimal places)
x7 = 3601. Fixed charge p/MPAN/day before rounding (in Tariffs before rounding)
x8 = 3602. Fixed charge p/MPAN/day decimal places (in Decimal places)
x9 = 3601. Capacity charge p/kVA/day before rounding (in Tariffs before rounding)
x10 = 3602. Capacity charge p/kVA/day decimal places (in Decimal places)
x11 = 3601. Exceeded capacity charge p/kVA/day before rounding (in Tariffs before rounding)
x12 = 3602. Exceeded capacity charge p/kVA/day decimal places (in Decimal places)
x13 = 3601. Reactive power charge p/kVArh before rounding (in Tariffs before rounding)
x14 = 3602. Reactive power charge p/kVArh decimal places (in Decimal places)
Kind: | Calculation | Calculation | Calculation | Calculation | Calculation | Calculation | Calculation
Formula: | =ROUND(x1,x2)-x1 | =ROUND(x3,x4)-x3 | =ROUND(x5,x6)-x5 | =ROUND(x7,x8)-x7 | =ROUND(x9,x10)-x9 | =ROUND(x11,x12)-x11 | =ROUND(x13,x14)-x13
| Unit rate 1 p/kWh | Unit rate 2 p/kWh | Unit rate 3 p/kWh | Fixed charge p/MPAN/day | Capacity charge p/kVA/day | Exceeded capacity charge p/kVA/day | Reactive power charge p/kVArh
Domestic Unrestricted | 0.00033265 |  |  | -0.00038942
Domestic Two Rate | 0.00016908 | -0.00038353 |  | -0.00038942
Domestic Off Peak (related MPAN) | 0.00038736
Small Non Domestic Unrestricted | -0.00023537 |  |  | -0.00038942
Small Non Domestic Two Rate | 0.00020263 | 4.0711e-05 |  | -0.00038942
Small Non Domestic Off Peak (related MPAN) | -0.00011487
LV Medium Non-Domestic | 4.5145e-06 | 0.00032837 |  | -0.0029485
LV Sub Medium Non-Domestic | -4.8779e-06 | -0.00045076 |  | 0.0045054
HV Medium Non-Domestic | 0.00038939 | -0.00030339 |  | 0.004643
LV Network Domestic | -0.00020263 | 0.00024194 | 0.00015 | -0.00038942
LV Network Non-Domestic Non-CT | -0.00041725 | 0.00022058 | -0.00037307 | -0.00038942
LV HH Metered | 0.00024206 | 0.00015354 | 8.7398e-05 | -0.0013209 | 0.004813 | 0.0036629 | 0.00029815
LV Sub HH Metered | -0.00014926 | -0.0001021 | -0.00049945 | 0.0035869 | -0.0035529 | -0.001397 | 0.00048656
HV HH Metered | -0.0001155 | -8.9881e-05 | 2.0362e-05 | -0.0029882 | 0.0036363 | 0.0030499 | 3.3217e-05
NHH UMS category A | 0.00018502
NHH UMS category B | 0.00038377
NHH UMS category C | -0.00019784
NHH UMS category D | 0.00025438
LV UMS (Pseudo HH Metered) | 0.00020939 | 0.00044289 | 0.00046719
LV Generation NHH or Aggregate HH | -0.0004782 |  |  | 0
LV Sub Generation NHH | 0.00034038 |  |  | 0
LV Generation Intermittent | -0.0004782 |  |  | 0 |  |  | -0.00020281
LV Generation Intermittent no RP charge | -0.0004782 |  |  | 0
LV Generation Non-Intermittent | -0.00010879 | 0.00029847 | 2.6601e-05 | 0 |  |  | -0.00020281
LV Generation Non-Intermittent no RP charge | -0.00010879 | 0.00029847 | 2.6601e-05 | 0
LV Sub Generation Intermittent | 0.00034038 |  |  | 0 |  |  | -0.00033299
LV Sub Generation Intermittent no RP charge | 0.00034038 |  |  | 0
LV Sub Generation Non-Intermittent | -0.00045059 | 0.00014009 | 4.5502e-05 | 0 |  |  | -0.00033299
LV Sub Generation Non-Intermittent no RP charge | -0.00045059 | 0.00014009 | 4.5502e-05 | 0
HV Generation Intermittent | 7.5166e-05 |  |  | 0.0013422 |  |  | -6.8298e-06
HV Generation Intermittent no RP charge | 7.5166e-05 |  |  | 0.0013422
HV Generation Non-Intermittent | 0.00026959 | -0.00044274 | -0.00012851 | 0.0013422 |  |  | -6.8298e-06
HV Generation Non-Intermittent no RP charge | 0.00026959 | -0.00044274 | -0.00012851 | 0.0013422
3604. All the way tariffs
Data sources:
x1 = 3601. Unit rate 1 p/kWh before rounding (in Tariffs before rounding)
x2 = 3603. Unit rate 1 p/kWh rounding (in Tariff rounding)
x3 = 3601. Unit rate 2 p/kWh before rounding (in Tariffs before rounding)
x4 = 3603. Unit rate 2 p/kWh rounding (in Tariff rounding)
x5 = 3601. Unit rate 3 p/kWh before rounding (in Tariffs before rounding)
x6 = 3603. Unit rate 3 p/kWh rounding (in Tariff rounding)
x7 = 3601. Fixed charge p/MPAN/day before rounding (in Tariffs before rounding)
x8 = 3603. Fixed charge p/MPAN/day rounding (in Tariff rounding)
x9 = 3601. Capacity charge p/kVA/day before rounding (in Tariffs before rounding)
x10 = 3603. Capacity charge p/kVA/day rounding (in Tariff rounding)
x11 = 3601. Exceeded capacity charge p/kVA/day before rounding (in Tariffs before rounding)
x12 = 3603. Exceeded capacity charge p/kVA/day rounding (in Tariff rounding)
x13 = 3601. Reactive power charge p/kVArh before rounding (in Tariffs before rounding)
x14 = 3603. Reactive power charge p/kVArh rounding (in Tariff rounding)
Kind: | Calculation | Calculation | Calculation | Calculation | Calculation | Calculation | Calculation
Formula: | =x1+x2 | =x3+x4 | =x5+x6 | =x7+x8 | =x9+x10 | =x11+x12 | =x13+x14
| Unit rate 1 p/kWh | Unit rate 2 p/kWh | Unit rate 3 p/kWh | Fixed charge p/MPAN/day | Capacity charge p/kVA/day | Exceeded capacity charge p/kVA/day | Reactive power charge p/kVArh
Domestic Unrestricted | 2.39 |  |  | 3.53
Domestic Two Rate | 2.794 | 0.775 |  | 3.53
Domestic Off Peak (related MPAN) | 0.822
Small Non Domestic Unrestricted | 2.252 |  |  | 3.53
Small Non Domestic Two Rate | 2.356 | 0.735 |  | 3.53
Small Non Domestic Off Peak (related MPAN) | 0.758
LV Medium Non-Domestic | 2.197 | 0.712 |  | 18.09
LV Sub Medium Non-Domestic | 3.957 | 0.858 |  | 131.8
HV Medium Non-Domestic | 3.012 | 0.767 |  | 1193.82
LV Network Domestic | 10.371 | 2.081 | 0.754 | 3.53
LV Network Non-Domestic Non-CT | 9.526 | 1.951 | 0.738 | 3.53
LV HH Metered | 7.182 | 1.534 | 0.691 | 14.05 | 3.26 | 5.06 | 0.148
LV Sub HH Metered | 5.78 | 1.284 | 0.662 | 45.11 | 3.25 | 5.85 | 0.111
HV HH Metered | 4.244 | 1.018 | 0.632 | 99.18 | 2.93 | 5.75 | 0.074
NHH UMS category A | 3.539
NHH UMS category B | 3.752
NHH UMS category C | 4.952
NHH UMS category D | 3.462
LV UMS (Pseudo HH Metered) | 26.83 | 3.515 | 2.459
LV Generation NHH or Aggregate HH | -0.977 |  |  | 0
LV Sub Generation NHH | -0.781 |  |  | 0
LV Generation Intermittent | -0.977 |  |  | 0 |  |  | 0.128
LV Generation Intermittent no RP charge | -0.977 |  |  | 0
LV Generation Non-Intermittent | -6.721 | -1.033 | -0.123 | 0 |  |  | 0.128
LV Generation Non-Intermittent no RP charge | -6.721 | -1.033 | -0.123 | 0
LV Sub Generation Intermittent | -0.781 |  |  | 0 |  |  | 0.107
LV Sub Generation Intermittent no RP charge | -0.781 |  |  | 0
LV Sub Generation Non-Intermittent | -5.464 | -0.803 | -0.097 | 0 |  |  | 0.107
LV Sub Generation Non-Intermittent no RP charge | -5.464 | -0.803 | -0.097 | 0
HV Generation Intermittent | -0.565 |  |  | 6.68 |  |  | 0.083
HV Generation Intermittent no RP charge | -0.565 |  |  | 6.68
HV Generation Non-Intermittent | -4.094 | -0.542 | -0.068 | 6.68 |  |  | 0.083
HV Generation Non-Intermittent no RP charge | -4.094 | -0.542 | -0.068 | 6.68
3605. Net revenues by tariff from rounding
Data sources:
x1 = 1010. Days in the charging year (in Financial and general assumptions)
x2 = 3603. Fixed charge p/MPAN/day rounding (in Tariff rounding)
x3 = 2305. MPANs (in Equivalent volume for each end user)
x4 = 3603. Capacity charge p/kVA/day rounding (in Tariff rounding)
x5 = 2305. Import capacity (kVA) (in Equivalent volume for each end user)
x6 = 3603. Exceeded capacity charge p/kVA/day rounding (in Tariff rounding)
x7 = 2305. Exceeded capacity (kVA) (in Equivalent volume for each end user)
x8 = 3603. Unit rate 1 p/kWh rounding (in Tariff rounding)
x9 = 2305. Rate 1 units (MWh) (in Equivalent volume for each end user)
x10 = 3603. Unit rate 2 p/kWh rounding (in Tariff rounding)
x11 = 2305. Rate 2 units (MWh) (in Equivalent volume for each end user)
x12 = 3603. Unit rate 3 p/kWh rounding (in Tariff rounding)
x13 = 2305. Rate 3 units (MWh) (in Equivalent volume for each end user)
x14 = 3603. Reactive power charge p/kVArh rounding (in Tariff rounding)
x15 = 2305. Reactive power units (MVArh) (in Equivalent volume for each end user)
Calculation =0.01*x1*(x2*x3+x4*x5+x6*x7)+10*(x8*x9+x10*x11+x12*x13+x14*x15)
Net revenues by tariff from rounding
Domestic Unrestricted | 18830.0662
Domestic Two Rate | -1250.3215
Domestic Off Peak (related MPAN) | 55.3128
Small Non Domestic Unrestricted | -3708.4346
Small Non Domestic Two Rate | 1108.8055
Small Non Domestic Off Peak (related MPAN) | -23.2525
LV Medium Non-Domestic | 0.033244
LV Sub Medium Non-Domestic | -0.0012885
HV Medium Non-Domestic | -0.0017192
LV Network Domestic | 0.44763
LV Network Non-Domestic Non-CT | -342.6052
LV HH Metered | 26370.0263
LV Sub HH Metered | -11846.5123
HV HH Metered | 23244.2244
NHH UMS category A | 32.3171
NHH UMS category B | 35.7759
NHH UMS category C | -0.81359
NHH UMS category D | 0.00013077
LV UMS (Pseudo HH Metered) | 974.3268
LV Generation NHH or Aggregate HH | -15.5886
LV Sub Generation NHH | 0.003267
LV Generation Intermittent | -102.528
LV Generation Intermittent no RP charge | 0
LV Generation Non-Intermittent | 3.878
LV Generation Non-Intermittent no RP charge | 0
LV Sub Generation Intermittent | 13.476
LV Sub Generation Intermittent no RP charge | 0
LV Sub Generation Non-Intermittent | -0.41134
LV Sub Generation Non-Intermittent no RP charge | 0
HV Generation Intermittent | 305.1738
HV Generation Intermittent no RP charge | 0
HV Generation Non-Intermittent | -827.8877
HV Generation Non-Intermittent no RP charge | 0
3606. Revenue forecast summary
Data sources:
x1 = 3403. Total net revenues before matching (£) (in Revenue surplus or shortfall)
x2 = 3507. Net revenues by tariff from adder (in Adder)
x3 = 3605. Net revenues by tariff from rounding
x4 = Total net revenues before matching (£) (in Revenue forecast summary)
x5 = Total net revenues from adder (£) (in Revenue forecast summary)
x6 = Total net revenues from rounding (£) (in Revenue forecast summary)
x7 = Total net revenues (£) (in Revenue forecast summary)
x8 = 3402. Target CDCM revenue (£/year) (in Target CDCM revenue)
Kind: | Copy cells | Cell summation | Cell summation | Calculation | Calculation
Formula: | =x1 | =SUM(x2) | =SUM(x3) | =x4+x5+x6 | =x7-x8
| Total net revenues before matching (£) | Total net revenues from adder (£) | Total net revenues from rounding (£) | Total net revenues (£) | Deviation from target revenue (£)
Revenue forecast summary | 311543762.3072 | 106250023.0848 | 52855.5089 | 417846640.9009 | 52855.5089
3607. Tariffs
Data sources:
x1 = 3604. Unit rate 1 p/kWh (in All the way tariffs)
x2 = 2304. Discount for each tariff (except for fixed charges) (in LDNO discounts and volumes adjusted for discount)
x3 = 3604. Unit rate 2 p/kWh (in All the way tariffs)
x4 = 3604. Unit rate 3 p/kWh (in All the way tariffs)
x5 = 3604. Fixed charge p/MPAN/day (in All the way tariffs)
x6 = 2304. Discount for each tariff for fixed charges only (in LDNO discounts and volumes adjusted for discount)
x7 = 3604. Capacity charge p/kVA/day (in All the way tariffs)
x8 = 3604. Exceeded capacity charge p/kVA/day (in All the way tariffs)
x9 = 3604. Reactive power charge p/kVArh (in All the way tariffs)
Kind: | Calculation | Calculation | Calculation | Calculation | Calculation | Calculation | Calculation
Formula: | =ROUND(x1*(1-x2),3) | =ROUND(x3*(1-x2),3) | =ROUND(x4*(1-x2),3) | =ROUND(x5*(1-x6),2) | =ROUND(x7*(1-x2),2) | =ROUND(x8*(1-x2),2) | =ROUND(x9*(1-x2),3)
| Unit rate 1 p/kWh | Unit rate 2 p/kWh | Unit rate 3 p/kWh | Fixed charge p/MPAN/day | Capacity charge p/kVA/day | Exceeded capacity charge p/kVA/day | Reactive power charge p/kVArh
> Domestic Unrestricted
Domestic Unrestricted | 2.39 | 0 | 0 | 3.53 | 0 | 0 | 0
LDNO LV: Domestic Unrestricted | 1.536 | 0 | 0 | 2.27 | 0 | 0 | 0
LDNO HV: Domestic Unrestricted | 1.02 | 0 | 0 | 1.51 | 0 | 0 | 0
> Domestic Two Rate
Domestic Two Rate | 2.794 | 0.775 | 0 | 3.53 | 0 | 0 | 0
LDNO LV: Domestic Two Rate | 1.796 | 0.498 | 0 | 2.27 | 0 | 0 | 0
LDNO HV: Domestic Two Rate | 1.192 | 0.331 | 0 | 1.51 | 0 | 0 | 0
> Domestic Off Peak (related MPAN)
Domestic Off Peak (related MPAN) | 0.822 | 0 | 0 | 0 | 0 | 0 | 0
LDNO LV: Domestic Off Peak (related MPAN) | 0.528 | 0 | 0 | 0 | 0 | 0 | 0
LDNO HV: Domestic Off Peak (related MPAN) | 0.351 | 0 | 0 | 0 | 0 | 0 | 0
> Small Non Domestic Unrestricted
Small Non Domestic Unrestricted | 2.252 | 0 | 0 | 3.53 | 0 | 0 | 0
LDNO LV: Small Non Domestic Unrestricted | 1.447 | 0 | 0 | 2.27 | 0 | 0 | 0
LDNO HV: Small Non Domestic Unrestricted | 0.961 | 0 | 0 | 1.51 | 0 | 0 | 0
> Small Non Domestic Two Rate
Small Non Domestic Two Rate | 2.356 | 0.735 | 0 | 3.53 | 0 | 0 | 0
LDNO LV: Small Non Domestic Two Rate | 1.514 | 0.472 | 0 | 2.27 | 0 | 0 | 0
LDNO HV: Small Non Domestic Two Rate | 1.005 | 0.314 | 0 | 1.51 | 0 | 0 | 0
> Small Non Domestic Off Peak (related MPAN)
Small Non Domestic Off Peak (related MPAN) | 0.758 | 0 | 0 | 0 | 0 | 0 | 0
LDNO LV: Small Non Domestic Off Peak (related MPAN) | 0.487 | 0 | 0 | 0 | 0 | 0 | 0
LDNO HV: Small Non Domestic Off Peak (related MPAN) | 0.323 | 0 | 0 | 0 | 0 | 0 | 0
> LV Medium Non-Domestic
LV Medium Non-Domestic | 2.197 | 0.712 | 0 | 18.09 | 0 | 0 | 0
LDNO LV: LV Medium Non-Domestic | 1.412 | 0.458 | 0 | 11.63 | 0 | 0 | 0
LDNO HV: LV Medium Non-Domestic | 0.937 | 0.304 | 0 | 7.72 | 0 | 0 | 0
> LV Sub Medium Non-Domestic
LV Sub Medium Non-Domestic | 3.957 | 0.858 | 0 | 131.8 | 0 | 0 | 0
> HV Medium Non-Domestic
HV Medium Non-Domestic | 3.012 | 0.767 | 0 | 1193.82 | 0 | 0 | 0
> LV Network Domestic
LV Network Domestic | 10.371 | 2.081 | 0.754 | 3.53 | 0 | 0 | 0
LDNO LV: LV Network Domestic | 6.665 | 1.337 | 0.485 | 2.27 | 0 | 0 | 0
LDNO HV: LV Network Domestic | 4.424 | 0.888 | 0.322 | 1.51 | 0 | 0 | 0
> LV Network Non-Domestic Non-CT
LV Network Non-Domestic Non-CT | 9.526 | 1.951 | 0.738 | 3.53 | 0 | 0 | 0
LDNO LV: LV Network Non-Domestic Non-CT | 6.122 | 1.254 | 0.474 | 2.27 | 0 | 0 | 0
LDNO HV: LV Network Non-Domestic Non-CT | 4.064 | 0.832 | 0.315 | 1.51 | 0 | 0 | 0
> LV HH Metered
LV HH Metered | 7.182 | 1.534 | 0.691 | 14.05 | 3.26 | 5.06 | 0.148
LDNO LV: LV HH Metered | 4.615 | 0.986 | 0.444 | 9.03 | 2.1 | 3.25 | 0.095
LDNO HV: LV HH Metered | 3.064 | 0.654 | 0.295 | 5.99 | 1.39 | 2.16 | 0.063
> LV Sub HH Metered
LV Sub HH Metered | 5.78 | 1.284 | 0.662 | 45.11 | 3.25 | 5.85 | 0.111
LDNO HV: LV Sub HH Metered | 3.885 | 0.863 | 0.445 | 30.32 | 2.18 | 3.93 | 0.075
> HV HH Metered
HV HH Metered | 4.244 | 1.018 | 0.632 | 99.18 | 2.93 | 5.75 | 0.074
LDNO HV: HV HH Metered | 3.377 | 0.81 | 0.503 | 78.92 | 2.33 | 4.58 | 0.059
> NHH UMS category A
NHH UMS category A | 3.539 | 0 | 0 | 0 | 0 | 0 | 0
LDNO LV: NHH UMS category A | 2.274 | 0 | 0 | 0 | 0 | 0 | 0
LDNO HV: NHH UMS category A | 1.51 | 0 | 0 | 0 | 0 | 0 | 0
> NHH UMS category B
NHH UMS category B | 3.752 | 0 | 0 | 0 | 0 | 0 | 0
LDNO LV: NHH UMS category B | 2.411 | 0 | 0 | 0 | 0 | 0 | 0
LDNO HV: NHH UMS category B | 1.601 | 0 | 0 | 0 | 0 | 0 | 0
> NHH UMS category C
NHH UMS category C | 4.952 | 0 | 0 | 0 | 0 | 0 | 0
LDNO LV: NHH UMS category C | 3.182 | 0 | 0 | 0 | 0 | 0 | 0
LDNO HV: NHH UMS category C | 2.112 | 0 | 0 | 0 | 0 | 0 | 0
> NHH UMS category D
NHH UMS category D | 3.462 | 0 | 0 | 0 | 0 | 0 | 0
LDNO LV: NHH UMS category D | 2.225 | 0 | 0 | 0 | 0 | 0 | 0
LDNO HV: NHH UMS category D | 1.477 | 0 | 0 | 0 | 0 | 0 | 0
> LV UMS (Pseudo HH Metered)
LV UMS (Pseudo HH Metered) | 26.83 | 3.515 | 2.459 | 0 | 0 | 0 | 0
LDNO LV: LV UMS (Pseudo HH Metered) | 17.242 | 2.259 | 1.58 | 0 | 0 | 0 | 0
LDNO HV: LV UMS (Pseudo HH Metered) | 11.445 | 1.499 | 1.049 | 0 | 0 | 0 | 0
> LV Generation NHH or Aggregate HH
LV Generation NHH or Aggregate HH | -0.977 | 0 | 0 | 0 | 0 | 0 | 0
LDNO LV: LV Generation NHH or Aggregate HH | -0.977 | 0 | 0 | 0 | 0 | 0 | 0
LDNO HV: LV Generation NHH or Aggregate HH | -0.977 | 0 | 0 | 0 | 0 | 0 | 0
> LV Sub Generation NHH
LV Sub Generation NHH | -0.781 | 0 | 0 | 0 | 0 | 0 | 0
LDNO HV: LV Sub Generation NHH | -0.781 | 0 | 0 | 0 | 0 | 0 | 0
> LV Generation Intermittent
LV Generation Intermittent | -0.977 | 0 | 0 | 0 | 0 | 0 | 0.128
LDNO LV: LV Generation Intermittent | -0.977 | 0 | 0 | 0 | 0 | 0 | 0.128
LDNO HV: LV Generation Intermittent | -0.977 | 0 | 0 | 0 | 0 | 0 | 0.128
> LV Generation Intermittent no RP charge
LV Generation Intermittent no RP charge | -0.977 | 0 | 0 | 0 | 0 | 0 | 0
> LV Generation Non-Intermittent
LV Generation Non-Intermittent | -6.721 | -1.033 | -0.123 | 0 | 0 | 0 | 0.128
LDNO LV: LV Generation Non-Intermittent | -6.721 | -1.033 | -0.123 | 0 | 0 | 0 | 0.128
LDNO HV: LV Generation Non-Intermittent | -6.721 | -1.033 | -0.123 | 0 | 0 | 0 | 0.128
> LV Generation Non-Intermittent no RP charge
LV Generation Non-Intermittent no RP charge | -6.721 | -1.033 | -0.123 | 0 | 0 | 0 | 0
> LV Sub Generation Intermittent
LV Sub Generation Intermittent | -0.781 | 0 | 0 | 0 | 0 | 0 | 0.107
LDNO HV: LV Sub Generation Intermittent | -0.781 | 0 | 0 | 0 | 0 | 0 | 0.107
> LV Sub Generation Intermittent no RP charge
LV Sub Generation Intermittent no RP charge | -0.781 | 0 | 0 | 0 | 0 | 0 | 0
> LV Sub Generation Non-Intermittent
LV Sub Generation Non-Intermittent | -5.464 | -0.803 | -0.097 | 0 | 0 | 0 | 0.107
LDNO HV: LV Sub Generation Non-Intermittent | -5.464 | -0.803 | -0.097 | 0 | 0 | 0 | 0.107
> LV Sub Generation Non-Intermittent no RP charge
LV Sub Generation Non-Intermittent no RP charge | -5.464 | -0.803 | -0.097 | 0 | 0 | 0 | 0
> HV Generation Intermittent
HV Generation Intermittent | -0.565 | 0 | 0 | 6.68 | 0 | 0 | 0.083
LDNO HV: HV Generation Intermittent | -0.565 | 0 | 0 | 0 | 0 | 0 | 0.083
> HV Generation Intermittent no RP charge
HV Generation Intermittent no RP charge | -0.565 | 0 | 0 | 6.68 | 0 | 0 | 0
> HV Generation Non-Intermittent
HV Generation Non-Intermittent | -4.094 | -0.542 | -0.068 | 6.68 | 0 | 0 | 0.083
LDNO HV: HV Generation Non-Intermittent | -4.094 | -0.542 | -0.068 | 0 | 0 | 0 | 0.083
> HV Generation Non-Intermittent no RP charge
HV Generation Non-Intermittent no RP charge | -4.094 | -0.542 | -0.068 | 6.68 | 0 | 0 | 0

## Tariffs
Tariffs for Electricity North West in 2019/20 (Version 1)
3701. Tariffs
Data sources:
x1 = 3607. Unit rate 1 p/kWh (in Tariffs)
x2 = 3607. Unit rate 2 p/kWh (in Tariffs)
x3 = 3607. Unit rate 3 p/kWh (in Tariffs)
x4 = 3607. Fixed charge p/MPAN/day (in Tariffs)
x5 = 3607. Capacity charge p/kVA/day (in Tariffs)
x6 = 3607. Exceeded capacity charge p/kVA/day (in Tariffs)
x7 = 3607. Reactive power charge p/kVArh (in Tariffs)
Kind: | Input data | Fixed data | Copy cells | Copy cells | Copy cells | Copy cells | Copy cells | Copy cells | Copy cells | Input data
Formula: |  |  | = x1 | = x2 | = x3 | = x4 | = x5 | = x6 | = x7
| Open LLFCs | PCs | Unit rate 1 p/kWh | Unit rate 2 p/kWh | Unit rate 3 p/kWh | Fixed charge p/MPAN/day | Capacity charge p/kVA/day | Exceeded capacity charge p/kVA/day | Reactive power charge p/kVArh | Closed LLFCs
Domestic Unrestricted | 011, 041, 441, 511 | 1 | 2.39 | 0 | 0 | 3.53 | 0 | 0 | 0
Domestic Two Rate | 031, 051, 061, 451, 531 | 2 | 2.794 | 0.775 | 0 | 3.53 | 0 | 0 | 0
Domestic Off Peak (related MPAN) | 081, 581 | 2 | 0.822 | 0 | 0 | 0 | 0 | 0 | 0
Small Non Domestic Unrestricted | 131, 191, 631 | 3 | 2.252 | 0 | 0 | 3.53 | 0 | 0 | 0
Small Non Domestic Two Rate | 161, 171, 661 | 4 | 2.356 | 0.735 | 0 | 3.53 | 0 | 0 | 0
Small Non Domestic Off Peak (related MPAN) | 091, 591 | 4 | 0.758 | 0 | 0 | 0 | 0 | 0 | 0
LV Medium Non-Domestic | 241, 431, 481, 751 | 5-8 | 2.197 | 0.712 | 0 | 18.09 | 0 | 0 | 0
LV Sub Medium Non-Domestic | 242, 432, 482, 752 | 5-8 | 3.957 | 0.858 | 0 | 131.8 | 0 | 0 | 0
HV Medium Non-Domestic | 483, 753 | 5-8 | 3.012 | 0.767 | 0 | 1193.82 | 0 | 0 | 0
LV Network Domestic | 821, 851 |  | 10.371 | 2.081 | 0.754 | 3.53 | 0 | 0 | 0
LV Network Non-Domestic Non-CT | 831, 861 |  | 9.526 | 1.951 | 0.738 | 3.53 | 0 | 0 | 0
LV HH Metered | 801, 841 |  | 7.182 | 1.534 | 0.691 | 14.05 | 3.26 | 5.06 | 0.148
LV Sub HH Metered | 802, 842 |  | 5.78 | 1.284 | 0.662 | 45.11 | 3.25 | 5.85 | 0.111
HV HH Metered | 803, 843 |  | 4.244 | 1.018 | 0.632 | 99.18 | 2.93 | 5.75 | 0.074
NHH UMS category A | 761 | 8 | 3.539 | 0 | 0 | 0 | 0 | 0 | 0
NHH UMS category B | 771 | 1 | 3.752 | 0 | 0 | 0 | 0 | 0 | 0
NHH UMS category C | 781 | 1 | 4.952 | 0 | 0 | 0 | 0 | 0 | 0
NHH UMS category D | 791 | 1 | 3.462 | 0 | 0 | 0 | 0 | 0 | 0
LV UMS (Pseudo HH Metered) | 811 |  | 26.83 | 3.515 | 2.459 | 0 | 0 | 0 | 0
LV Generation NHH or Aggregate HH | 961 | 8&0 | -0.977 | 0 | 0 | 0 | 0 | 0 | 0
LV Sub Generation NHH | 962 | 8 | -0.781 | 0 | 0 | 0 | 0 | 0 | 0
LV Generation Intermittent | 971 |  | -0.977 | 0 | 0 | 0 | 0 | 0 | 0.128
LV Generation Intermittent no RP charge |  |  | -0.977 | 0 | 0 | 0 | 0 | 0 | 0
LV Generation Non-Intermittent | 981 |  | -6.721 | -1.033 | -0.123 | 0 | 0 | 0 | 0.128
LV Generation Non-Intermittent no RP charge |  |  | -6.721 | -1.033 | -0.123 | 0 | 0 | 0 | 0
LV Sub Generation Intermittent | 972 |  | -0.781 | 0 | 0 | 0 | 0 | 0 | 0.107
LV Sub Generation Intermittent no RP charge |  |  | -0.781 | 0 | 0 | 0 | 0 | 0 | 0
LV Sub Generation Non-Intermittent | 982 |  | -5.464 | -0.803 | -0.097 | 0 | 0 | 0 | 0.107
LV Sub Generation Non-Intermittent no RP charge |  |  | -5.464 | -0.803 | -0.097 | 0 | 0 | 0 | 0
HV Generation Intermittent | 973 |  | -0.565 | 0 | 0 | 6.68 | 0 | 0 | 0.083
HV Generation Intermittent no RP charge |  |  | -0.565 | 0 | 0 | 6.68 | 0 | 0 | 0
HV Generation Non-Intermittent | 983 |  | -4.094 | -0.542 | -0.068 | 6.68 | 0 | 0 | 0.083
HV Generation Non-Intermittent no RP charge |  |  | -4.094 | -0.542 | -0.068 | 6.68 | 0 | 0 | 0
LDNO LV: Domestic Unrestricted |  | 1 | 1.536 | 0 | 0 | 2.27 | 0 | 0 | 0
LDNO LV: Domestic Two Rate |  | 2 | 1.796 | 0.498 | 0 | 2.27 | 0 | 0 | 0
LDNO LV: Domestic Off Peak (related MPAN) |  | 2 | 0.528 | 0 | 0 | 0 | 0 | 0 | 0
LDNO LV: Small Non Domestic Unrestricted |  | 3 | 1.447 | 0 | 0 | 2.27 | 0 | 0 | 0
LDNO LV: Small Non Domestic Two Rate |  | 4 | 1.514 | 0.472 | 0 | 2.27 | 0 | 0 | 0
LDNO LV: Small Non Domestic Off Peak (related MPAN) |  | 4 | 0.487 | 0 | 0 | 0 | 0 | 0 | 0
LDNO LV: LV Medium Non-Domestic |  | 5-8 | 1.412 | 0.458 | 0 | 11.63 | 0 | 0 | 0
LDNO LV: LV Network Domestic |  |  | 6.665 | 1.337 | 0.485 | 2.27 | 0 | 0 | 0
LDNO LV: LV Network Non-Domestic Non-CT |  |  | 6.122 | 1.254 | 0.474 | 2.27 | 0 | 0 | 0
LDNO LV: LV HH Metered |  |  | 4.615 | 0.986 | 0.444 | 9.03 | 2.1 | 3.25 | 0.095
LDNO LV: NHH UMS category A |  | 8 | 2.274 | 0 | 0 | 0 | 0 | 0 | 0
LDNO LV: NHH UMS category B |  | 1 | 2.411 | 0 | 0 | 0 | 0 | 0 | 0
LDNO LV: NHH UMS category C |  | 1 | 3.182 | 0 | 0 | 0 | 0 | 0 | 0
LDNO LV: NHH UMS category D |  | 1 | 2.225 | 0 | 0 | 0 | 0 | 0 | 0
LDNO LV: LV UMS (Pseudo HH Metered) |  |  | 17.242 | 2.259 | 1.58 | 0 | 0 | 0 | 0
LDNO LV: LV Generation NHH or Aggregate HH |  | 8&0 | -0.977 | 0 | 0 | 0 | 0 | 0 | 0
LDNO LV: LV Generation Intermittent |  |  | -0.977 | 0 | 0 | 0 | 0 | 0 | 0.128
LDNO LV: LV Generation Non-Intermittent |  |  | -6.721 | -1.033 | -0.123 | 0 | 0 | 0 | 0.128
LDNO HV: Domestic Unrestricted |  | 1 | 1.02 | 0 | 0 | 1.51 | 0 | 0 | 0
LDNO HV: Domestic Two Rate |  | 2 | 1.192 | 0.331 | 0 | 1.51 | 0 | 0 | 0
LDNO HV: Domestic Off Peak (related MPAN) |  | 2 | 0.351 | 0 | 0 | 0 | 0 | 0 | 0
LDNO HV: Small Non Domestic Unrestricted |  | 3 | 0.961 | 0 | 0 | 1.51 | 0 | 0 | 0
LDNO HV: Small Non Domestic Two Rate |  | 4 | 1.005 | 0.314 | 0 | 1.51 | 0 | 0 | 0
LDNO HV: Small Non Domestic Off Peak (related MPAN) |  | 4 | 0.323 | 0 | 0 | 0 | 0 | 0 | 0
LDNO HV: LV Medium Non-Domestic |  | 5-8 | 0.937 | 0.304 | 0 | 7.72 | 0 | 0 | 0
LDNO HV: LV Network Domestic |  |  | 4.424 | 0.888 | 0.322 | 1.51 | 0 | 0 | 0
LDNO HV: LV Network Non-Domestic Non-CT |  |  | 4.064 | 0.832 | 0.315 | 1.51 | 0 | 0 | 0
LDNO HV: LV HH Metered |  |  | 3.064 | 0.654 | 0.295 | 5.99 | 1.39 | 2.16 | 0.063
LDNO HV: LV Sub HH Metered |  |  | 3.885 | 0.863 | 0.445 | 30.32 | 2.18 | 3.93 | 0.075
LDNO HV: HV HH Metered |  |  | 3.377 | 0.81 | 0.503 | 78.92 | 2.33 | 4.58 | 0.059
LDNO HV: NHH UMS category A |  | 8 | 1.51 | 0 | 0 | 0 | 0 | 0 | 0
LDNO HV: NHH UMS category B |  | 1 | 1.601 | 0 | 0 | 0 | 0 | 0 | 0
LDNO HV: NHH UMS category C |  | 1 | 2.112 | 0 | 0 | 0 | 0 | 0 | 0
LDNO HV: NHH UMS category D |  | 1 | 1.477 | 0 | 0 | 0 | 0 | 0 | 0
LDNO HV: LV UMS (Pseudo HH Metered) |  |  | 11.445 | 1.499 | 1.049 | 0 | 0 | 0 | 0
LDNO HV: LV Generation NHH or Aggregate HH |  | 8&0 | -0.977 | 0 | 0 | 0 | 0 | 0 | 0
LDNO HV: LV Sub Generation NHH |  | 8 | -0.781 | 0 | 0 | 0 | 0 | 0 | 0
LDNO HV: LV Generation Intermittent |  |  | -0.977 | 0 | 0 | 0 | 0 | 0 | 0.128
LDNO HV: LV Generation Non-Intermittent |  |  | -6.721 | -1.033 | -0.123 | 0 | 0 | 0 | 0.128
LDNO HV: LV Sub Generation Intermittent |  |  | -0.781 | 0 | 0 | 0 | 0 | 0 | 0.107
LDNO HV: LV Sub Generation Non-Intermittent |  |  | -5.464 | -0.803 | -0.097 | 0 | 0 | 0 | 0.107
LDNO HV: HV Generation Intermittent |  |  | -0.565 | 0 | 0 | 0 | 0 | 0 | 0.083
LDNO HV: HV Generation Non-Intermittent |  |  | -4.094 | -0.542 | -0.068 | 0 | 0 | 0 | 0.083

## Summary
Summary for Electricity North West in 2019/20 (Version 1)
This sheet is for information only. It can be deleted without affecting any calculations elsewhere in the model.
3801. Headline parameters
Data sources:
x1 = 1010. Annuity proportion for customer-contributed assets (in Financial and general assumptions)
x2 = 3606. Total net revenues from adder (£) (in Revenue forecast summary)
x3 = 3606. Deviation from target revenue (£) (in Revenue forecast summary)
x4 = 3402. Target CDCM revenue (£/year) (in Target CDCM revenue)
Kind: | Copy cells | Copy cells | Copy cells | Calculation
Formula: | = x1 | = x2 | = x3 | =x3/x4
| Annuity proportion for customer-contributed assets | Total net revenues from adder (£) | Deviation from target revenue (£) | Over/under recovery
Headline parameters | 0 | 106250023.0848 | 52855.5089 | 0.01265%
3802. Revenue summary
Data sources:
x1 = 1053. Rate 1 units (MWh) by tariff (in Volume forecasts for the charging year)
x2 = 1053. Rate 2 units (MWh) by tariff (in Volume forecasts for the charging year)
x3 = 1053. Rate 3 units (MWh) by tariff (in Volume forecasts for the charging year)
x4 = 1053. MPANs by tariff (in Volume forecasts for the charging year)
x5 = 1010. Days in the charging year (in Financial and general assumptions)
x6 = 3607. Fixed charge p/MPAN/day (in Tariffs)
x7 = 3607. Capacity charge p/kVA/day (in Tariffs)
x8 = 1053. Import capacity (kVA) by tariff (in Volume forecasts for the charging year)
x9 = 3607. Exceeded capacity charge p/kVA/day (in Tariffs)
x10 = 1053. Exceeded capacity (kVA) by tariff (in Volume forecasts for the charging year)
x11 = 3607. Unit rate 1 p/kWh (in Tariffs)
x12 = 3607. Unit rate 2 p/kWh (in Tariffs)
x13 = 3607. Unit rate 3 p/kWh (in Tariffs)
x14 = 3607. Reactive power charge p/kVArh (in Tariffs)
x15 = 1053. Reactive power units (MVArh) by tariff (in Volume forecasts for the charging year)
x16 = All units (MWh) (in Revenue summary)
x17 = Net revenues (£) (in Revenue summary)
x18 = MPANs (in Revenue summary)
x19 = Revenues from unit rates (£) (in Revenue summary)
x20 = Net revenues from unit rate 1 (£) (in Revenue summary)
x21 = Net revenues from unit rate 2 (£) (in Revenue summary)
x22 = Net revenues from unit rate 3 (£) (in Revenue summary)
x23 = Revenues from fixed charges (£) (in Revenue summary)
x24 = Revenues from capacity charges (£) (in Revenue summary)
x25 = Revenues from exceeded capacity charges (£) (in Revenue summary)
x26 = Revenues from reactive power charges (£) (in Revenue summary)
Kind: | Calculation | Copy cells | Calculation | Calculation | Calculation | Calculation | Calculation | Calculation | Calculation | Calculation | Calculation | Calculation | Calculation | Calculation | Calculation | Calculation | Calculation | Calculation | Calculation | Calculation | Calculation
Formula: | =x1+x2+x3 | = x4 | =0.01*x5*(x6*x4+x7*x8+x9*x10)+10*(x11*x1+x12*x2+x13*x3+x14*x15) | =10*(x11*x1+x12*x2+x13*x3) | =x6*x5*x4/100 | =x7*x5*x8/100 | =x9*x5*x10/100 | =x14*x15*10 | =IF(x16<>0,0.1*x17/x16,"") | =IF(x18<>0,x17/x18,"") | =IF(x16<>0,0.1*x19/x16,0) | =x11*x1*10 | =x12*x2*10 | =x13*x3*10 | =IF(x19<>0,x20/x19,"") | =IF(x19<>0,x21/x19,"") | =IF(x19<>0,x22/x19,"") | =IF(x17<>0,x23/x17,"") | =IF(x17<>0,x24/x17,"") | =IF(x17<>0,x25/x17,"") | =IF(x17<>0,x26/x17,"")
| All units (MWh) | MPANs | Net revenues (£) | Revenues from unit rates (£) | Revenues from fixed charges (£) | Revenues from capacity charges (£) | Revenues from exceeded capacity charges (£) | Revenues from reactive power charges (£) | Average p/kWh | Average £/MPAN | Average unit rate p/kWh | Net revenues from unit rate 1 (£) | Net revenues from unit rate 2 (£) | Net revenues from unit rate 3 (£) | Rate 1 revenue proportion | Rate 2 revenue proportion | Rate 3 revenue proportion | Fixed charge proportion | Capacity charge proportion | Exceeded capacity charge proportion | Reactive power charge proportion
> Domestic Unrestricted
Domestic Unrestricted | 6432881.8467 | 2027175.5164 | 179936578.3725 | 153745876.1358 | 26190702.2367 | 0 | 0 | 0 | 2.7971 | 88.7622 | 2.39 | 153745876.1358 | 0 | 0 | 100% | 0% | 0% | 14.56% | 0% | 0% | 0%
LDNO LV: Domestic Unrestricted | 113806.0014 | 39023.0164 | 2072271.2056 | 1748060.1808 | 324211.0248 | 0 | 0 | 0 | 1.8209 | 53.1038 | 1.536 | 1748060.1808 | 0 | 0 | 100% | 0% | 0% | 15.65% | 0% | 0% | 0%
LDNO HV: Domestic Unrestricted | 92235.4854 | 30193.8525 | 1107671.2962 | 940801.9512 | 166869.345 | 0 | 0 | 0 | 1.2009 | 36.6853 | 1.02 | 940801.9512 | 0 | 0 | 100% | 0% | 0% | 15.06% | 0% | 0% | 0%
> Domestic Two Rate
Domestic Two Rate | 934347.2057 | 178282 | 19004988.5 | 16701620.7164 | 2303367.7836 | 0 | 0 | 0 | 2.034 | 106.6007 | 1.7875 | 13091847.9758 | 3609772.7406 | 0 | 78.39% | 21.61% | 0% | 12.12% | 0% | 0% | 0%
LDNO LV: Domestic Two Rate | 1729.1362 | 440.4918 | 28658.726 | 24999.032 | 3659.694 | 0 | 0 | 0 | 1.6574 | 65.0607 | 1.4458 | 22675.4459 | 2323.5862 | 0 | 90.71% | 9.295% | 0% | 12.77% | 0% | 0% | 0%
LDNO HV: Domestic Two Rate | 7975.4522 | 1559.224 | 79129.2203 | 70512.0127 | 8617.2076 | 0 | 0 | 0 | 0.99216 | 50.7491 | 0.88411 | 61072.0241 | 9439.9886 | 0 | 86.61% | 13.39% | 0% | 10.89% | 0% | 0% | 0%
> Domestic Off Peak (related MPAN)
Domestic Off Peak (related MPAN) | 14279.5021 | 4270 | 117377.5072 | 117377.5072 | 0 | 0 | 0 | 0 | 0.822 | 27.4889 | 0.822 | 117377.5072 | 0 | 0 | 100% | 0% | 0% | 0% | 0% | 0% | 0%
LDNO LV: Domestic Off Peak (related MPAN) | 0 | 0 | 0 | 0 | 0 | 0 | 0 | 0 |  |  | 0 | 0 | 0 | 0
LDNO HV: Domestic Off Peak (related MPAN) | 0 | 0 | 0 | 0 | 0 | 0 | 0 | 0 |  |  | 0 | 0 | 0 | 0
> Small Non Domestic Unrestricted
Small Non Domestic Unrestricted | 1494625.6412 | 121609.0109 | 35230133.5403 | 33658969.4409 | 1571164.0994 | 0 | 0 | 0 | 2.3571 | 289.7 | 2.252 | 33658969.4409 | 0 | 0 | 100% | 0% | 0% | 4.46% | 0% | 0% | 0%
LDNO LV: Small Non Domestic Unrestricted | 5111.451 | 620.4863 | 79117.8213 | 73962.6967 | 5155.1246 | 0 | 0 | 0 | 1.5479 | 127.5094 | 1.447 | 73962.6967 | 0 | 0 | 100% | 0% | 0% | 6.516% | 0% | 0% | 0%
LDNO HV: Small Non Domestic Unrestricted | 8421.9691 | 630.4863 | 84419.5691 | 80935.1233 | 3484.4458 | 0 | 0 | 0 | 1.0024 | 133.896 | 0.961 | 80935.1233 | 0 | 0 | 100% | 0% | 0% | 4.128% | 0% | 0% | 0%
> Small Non Domestic Two Rate
Small Non Domestic Two Rate | 727326.1782 | 34183.401 | 14406648.8512 | 13965006.1475 | 441642.7037 | 0 | 0 | 0 | 1.9808 | 421.4516 | 1.92 | 12527290.5529 | 1437715.5947 | 0 | 89.7% | 10.3% | 0% | 3.066% | 0% | 0% | 0%
LDNO LV: Small Non Domestic Two Rate | 21.0313 | 6 | 277.0389 | 227.1897 | 49.8492 | 0 | 0 | 0 | 1.3173 | 46.1732 | 1.0802 | 185.8673 | 41.3224 | 0 | 81.81% | 18.19% | 0% | 17.99% | 0% | 0% | 0%
LDNO HV: Small Non Domestic Two Rate | 789.6047 | 17 | 6150.7159 | 6056.7637 | 93.9522 | 0 | 0 | 0 | 0.77896 | 361.8068 | 0.76706 | 5203.0276 | 853.7361 | 0 | 85.9% | 14.1% | 0% | 1.528% | 0% | 0% | 0%
> Small Non Domestic Off Peak (related MPAN)
Small Non Domestic Off Peak (related MPAN) | 20242.6291 | 3655 | 153439.1287 | 153439.1287 | 0 | 0 | 0 | 0 | 0.758 | 41.9806 | 0.758 | 153439.1287 | 0 | 0 | 100% | 0% | 0% | 0% | 0% | 0% | 0%
LDNO LV: Small Non Domestic Off Peak (related MPAN) | 0 | 0 | 0 | 0 | 0 | 0 | 0 | 0 |  |  | 0 | 0 | 0 | 0
LDNO HV: Small Non Domestic Off Peak (related MPAN) | 0 | 0 | 0 | 0 | 0 | 0 | 0 | 0 |  |  | 0 | 0 | 0 | 0
> LV Medium Non-Domestic
LV Medium Non-Domestic | 0.99814 | 0.001 | 20.6277 | 20.5615 | 0.066209 | 0 | 0 | 0 | 2.0666 | 20627.6721 | 2.06 | 19.9057 | 0.65579 | 0 | 96.81% | 3.189% | 0% | 0.321% | 0% | 0% | 0%
LDNO LV: LV Medium Non-Domestic | 125.0659 | 2 | 1653.2604 | 1568.1288 | 85.1316 | 0 | 0 | 0 | 1.3219 | 826.6302 | 1.2538 | 1473.1671 | 94.9617 | 0 | 93.94% | 6.056% | 0% | 5.149% | 0% | 0% | 0%
LDNO HV: LV Medium Non-Domestic | 0 | 0 | 0 | 0 | 0 | 0 | 0 | 0 |  |  | 0 | 0 | 0 | 0
> LV Sub Medium Non-Domestic
LV Sub Medium Non-Domestic | 0.424 | 0.001 | 8.3338 | 7.8514 | 0.48239 | 0 | 0 | 0 | 1.9655 | 8333.8045 | 1.8518 | 5.3801 | 2.4714 | 0 | 68.52% | 31.48% | 0% | 5.788% | 0% | 0% | 0%
> HV Medium Non-Domestic
HV Medium Non-Domestic | 1.6067 | 0.001 | 26.8633 | 22.4939 | 4.3694 | 0 | 0 | 0 | 1.6719 | 26863.3303 | 1.4 | 13.6449 | 8.849 | 0 | 60.66% | 39.34% | 0% | 16.27% | 0% | 0% | 0%
> LV Network Domestic
LV Network Domestic | 656.5345 | 339.8033 | 18704.7157 | 14314.5253 | 4390.1904 | 0 | 0 | 0 | 2.849 | 55.0457 | 2.1803 | 7141.9135 | 4299.3399 | 2873.2719 | 49.89% | 30.03% | 20.07% | 23.47% | 0% | 0% | 0%
LDNO LV: LV Network Domestic | 0 | 0 | 0 | 0 | 0 | 0 | 0 | 0 |  |  | 0 | 0 | 0 | 0
LDNO HV: LV Network Domestic | 0 | 0 | 0 | 0 | 0 | 0 | 0 | 0 |  |  | 0 | 0 | 0 | 0
> LV Network Non-Domestic Non-CT
LV Network Non-Domestic Non-CT | 216063.0601 | 3574 | 4590036.2251 | 4543860.8599 | 46175.3652 | 0 | 0 | 0 | 2.1244 | 1284.2855 | 2.103 | 2137250.0208 | 1572449.5082 | 834161.3309 | 47.04% | 34.61% | 18.36% | 1.006% | 0% | 0% | 0%
LDNO LV: LV Network Non-Domestic Non-CT | 0 | 0 | 0 | 0 | 0 | 0 | 0 | 0 |  |  | 0 | 0 | 0 | 0
LDNO HV: LV Network Non-Domestic Non-CT | 0 | 0 | 0 | 0 | 0 | 0 | 0 | 0 |  |  | 0 | 0 | 0 | 0
> LV HH Metered
LV HH Metered | 2380817.2241 | 12971.0847 | 57164677.8923 | 41090804.8863 | 667012.0885 | 14880533.1188 | 230967.784 | 295360.0147 | 2.4011 | 4407.0854 | 1.7259 | 18616731.1652 | 14218694.5508 | 8255379.1704 | 45.31% | 34.6% | 20.09% | 1.167% | 26.03% | 0.404% | 0.5167%
LDNO LV: LV HH Metered | 16969.3531 | 109.9945 | 254579.1753 | 190321.8529 | 3635.2974 | 59031.2403 | 913.5787 | 677.206 | 1.5002 | 2314.4711 | 1.1216 | 87810.004 | 64792.1111 | 37719.7377 | 46.14% | 34.04% | 19.82% | 1.428% | 23.19% | 0.3589% | 0.266%
LDNO HV: LV HH Metered | 122812.7137 | 334.4863 | 1198148.3703 | 893334.105 | 7333.0778 | 291019.1702 | 4522.3123 | 1939.705 | 0.97559 | 3582.0547 | 0.7274 | 407191.5254 | 297031.1676 | 189111.4119 | 45.58% | 33.25% | 21.17% | 0.612% | 24.29% | 0.3774% | 0.1619%
> LV Sub HH Metered
LV Sub HH Metered | 1211473.505 | 2163.4891 | 25688213.9395 | 17349105.507 | 357197.6707 | 7734919.1496 | 139228.5447 | 107763.0676 | 2.1204 | 11873.5122 | 1.4321 | 7289104.5299 | 5934657.186 | 4125343.7911 | 42.01% | 34.21% | 23.78% | 1.391% | 30.11% | 0.542% | 0.4195%
LDNO HV: LV Sub HH Metered | 13794.8005 | 10 | 178573.6085 | 126650.9538 | 1109.712 | 49856.098 | 898.7819 | 58.0628 | 1.2945 | 17857.3609 | 0.91811 | 52496.4997 | 38774.5165 | 35379.9376 | 41.45% | 30.62% | 27.93% | 0.6214% | 27.92% | 0.5033% | 0.03251%
> HV HH Metered
HV HH Metered | 4599281.0708 | 2232.9262 | 72579110.4842 | 51640669.7732 | 810549.5418 | 19474831.6027 | 382185.2618 | 270874.3047 | 1.5781 | 32504.0342 | 1.1228 | 19422913.7593 | 15936406.3823 | 16281349.6317 | 37.61% | 30.86% | 31.53% | 1.117% | 26.83% | 0.5266% | 0.3732%
LDNO HV: HV HH Metered | 27679.3462 | 13 | 399312.1061 | 239450.6279 | 3755.0136 | 153044.7423 | 3008.3473 | 53.3751 | 1.4426 | 30716.3159 | 0.86509 | 87127.5787 | 68793.2305 | 83529.8187 | 36.39% | 28.73% | 34.88% | 0.9404% | 38.33% | 0.7534% | 0.01337%
> NHH UMS category A
NHH UMS category A | 17466.3969 | 203.5027 | 618135.7858 | 618135.7858 | 0 | 0 | 0 | 0 | 3.539 | 3037.4815 | 3.539 | 618135.7858 | 0 | 0 | 100% | 0% | 0% | 0% | 0% | 0% | 0%
LDNO LV: NHH UMS category A | 0 | 0 | 0 | 0 | 0 | 0 | 0 | 0 |  |  | 0 | 0 | 0 | 0
LDNO HV: NHH UMS category A | 0 | 0 | 0 | 0 | 0 | 0 | 0 | 0 |  |  | 0 | 0 | 0 | 0
> NHH UMS category B
NHH UMS category B | 9156.6312 | 326 | 343556.8014 | 343556.8014 | 0 | 0 | 0 | 0 | 3.752 | 1053.8552 | 3.752 | 343556.8014 | 0 | 0 | 100% | 0% | 0% | 0% | 0% | 0% | 0%
LDNO LV: NHH UMS category B | 217.5414 | 85 | 5244.9228 | 5244.9228 | 0 | 0 | 0 | 0 | 2.411 | 61.705 | 2.411 | 5244.9228 | 0 | 0 | 100% | 0% | 0% | 0% | 0% | 0% | 0%
LDNO HV: NHH UMS category B | 60.7449 | 7 | 972.5252 | 972.5252 | 0 | 0 | 0 | 0 | 1.601 | 138.9322 | 1.601 | 972.5252 | 0 | 0 | 100% | 0% | 0% | 0% | 0% | 0% | 0%
> NHH UMS category C
NHH UMS category C | 411.2469 | 8 | 20364.948 | 20364.948 | 0 | 0 | 0 | 0 | 4.952 | 2545.6185 | 4.952 | 20364.948 | 0 | 0 | 100% | 0% | 0% | 0% | 0% | 0% | 0%
LDNO LV: NHH UMS category C | 0 | 0 | 0 | 0 | 0 | 0 | 0 | 0 |  |  | 0 | 0 | 0 | 0
LDNO HV: NHH UMS category C | 0 | 0 | 0 | 0 | 0 | 0 | 0 | 0 |  |  | 0 | 0 | 0 | 0
> NHH UMS category D
NHH UMS category D | 0.051406 | 0.001 | 1.7797 | 1.7797 | 0 | 0 | 0 | 0 | 3.462 | 1779.6711 | 3.462 | 1.7797 | 0 | 0 | 100% | 0% | 0% | 0% | 0% | 0% | 0%
LDNO LV: NHH UMS category D | 0 | 0 | 0 | 0 | 0 | 0 | 0 | 0 |  |  | 0 | 0 | 0 | 0
LDNO HV: NHH UMS category D | 0 | 0 | 0 | 0 | 0 | 0 | 0 | 0 |  |  | 0 | 0 | 0 | 0
> LV UMS (Pseudo HH Metered)
LV UMS (Pseudo HH Metered) | 215855.2952 | 25 | 8181403.6745 | 8181403.6745 | 0 | 0 | 0 | 0 | 3.7902 | 327256.147 | 3.7902 | 2833437.5469 | 997821.2625 | 4350144.8651 | 34.63% | 12.2% | 53.17% | 0% | 0% | 0% | 0%
LDNO LV: LV UMS (Pseudo HH Metered) | 0 | 0 | 0 | 0 | 0 | 0 | 0 | 0 |  |  | 0 | 0 | 0 | 0
LDNO HV: LV UMS (Pseudo HH Metered) | 0 | 0 | 0 | 0 | 0 | 0 | 0 | 0 |  |  | 0 | 0 | 0 | 0
> LV Generation NHH or Aggregate HH
LV Generation NHH or Aggregate HH | 3259.8693 | 270.0656 | -31848.9235 | -31848.9235 | 0 | 0 | 0 | 0 | -0.977 | -117.9303 | -0.977 | -31848.9235 | 0 | 0 | 100% | 0% | 0% | 0% | 0% | 0% | 0%
LDNO LV: LV Generation NHH or Aggregate HH | 0 | 0 | 0 | 0 | 0 | 0 | 0 | 0 |  |  | 0 | 0 | 0 | 0
LDNO HV: LV Generation NHH or Aggregate HH | 0 | 0 | 0 | 0 | 0 | 0 | 0 | 0 |  |  | 0 | 0 | 0 | 0
> LV Sub Generation NHH
LV Sub Generation NHH | 0.95981 | 0.01 | -7.4961 | -7.4961 | 0 | 0 | 0 | 0 | -0.781 | -749.6149 | -0.781 | -7.4961 | 0 | 0 | 100% | 0% | 0% | 0% | 0% | 0% | 0%
LDNO HV: LV Sub Generation NHH | 0 | 0 | 0 | 0 | 0 | 0 | 0 | 0 |  |  | 0 | 0 | 0 | 0
> LV Generation Intermittent
LV Generation Intermittent | 20683.7353 | 215.4973 | -199795.9718 | -202080.0943 | 0 | 0 | 0 | 2284.1225 | -0.96596 | -927.1392 | -0.977 | -202080.0943 | 0 | 0 | 100% | 0% | 0% | 0% | 0% | 0% | -1.143%
LDNO LV: LV Generation Intermittent | 0 | 0 | 0 | 0 | 0 | 0 | 0 | 0 |  |  | 0 | 0 | 0 | 0
LDNO HV: LV Generation Intermittent | 0 | 0 | 0 | 0 | 0 | 0 | 0 | 0 |  |  | 0 | 0 | 0 | 0
> LV Generation Intermittent no RP charge
LV Generation Intermittent no RP charge | 0 | 0 | 0 | 0 | 0 | 0 | 0 | 0 |  |  | 0 | 0 | 0 | 0
> LV Generation Non-Intermittent
LV Generation Non-Intermittent | 5998.4386 | 20 | -54993.8294 | -56055.0781 | 0 | 0 | 0 | 1061.2486 | -0.9168 | -2749.6915 | -0.93449 | -33747.8552 | -17648.1327 | -4659.0902 | 60.2% | 31.48% | 8.312% | 0% | 0% | 0% | -1.93%
LDNO LV: LV Generation Non-Intermittent | 1.5841 | 2 | -2.4772 | -3.7048 | 0 | 0 | 0 | 1.2275 | -0.15638 | -1.2386 | -0.23387 | 0 | -1.9937 | -1.7111 | 0% | 53.81% | 46.19% | 0% | 0% | 0% | -49.55%
LDNO HV: LV Generation Non-Intermittent | 0 | 0 | 0 | 0 | 0 | 0 | 0 | 0 |  |  | 0 | 0 | 0 | 0
> LV Generation Non-Intermittent no RP charge
LV Generation Non-Intermittent no RP charge | 0 | 0 | 0 | 0 | 0 | 0 | 0 | 0 |  |  | 0 | 0 | 0 | 0
> LV Sub Generation Intermittent
LV Sub Generation Intermittent | 4182.5824 | 50.4973 | -32421.5189 | -32665.9685 | 0 | 0 | 0 | 244.4496 | -0.77516 | -642.045 | -0.781 | -32665.9685 | 0 | 0 | 100% | 0% | 0% | 0% | 0% | 0% | -0.754%
LDNO HV: LV Sub Generation Intermittent | 0 | 0 | 0 | 0 | 0 | 0 | 0 | 0 |  |  | 0 | 0 | 0 | 0
> LV Sub Generation Intermittent no RP charge
LV Sub Generation Intermittent no RP charge | 0 | 0 | 0 | 0 | 0 | 0 | 0 | 0 |  |  | 0 | 0 | 0 | 0
> LV Sub Generation Non-Intermittent
LV Sub Generation Non-Intermittent | 1597.4508 | 12 | -12873.4528 | -13116.849 | 0 | 0 | 0 | 243.3962 | -0.80587 | -1072.7877 | -0.82111 | -8680.6573 | -3458.551 | -977.6407 | 66.18% | 26.37% | 7.453% | 0% | 0% | 0% | -1.891%
LDNO HV: LV Sub Generation Non-Intermittent | 0 | 0 | 0 | 0 | 0 | 0 | 0 | 0 |  |  | 0 | 0 | 0 | 0
> LV Sub Generation Non-Intermittent no RP charge
LV Sub Generation Non-Intermittent no RP charge | 0 | 0 | 0 | 0 | 0 | 0 | 0 | 0 |  |  | 0 | 0 | 0 | 0
> HV Generation Intermittent
HV Generation Intermittent | 405655.9582 | 186.9945 | -2279349.2066 | -2291956.1639 | 4571.792 | 0 | 0 | 8035.1653 | -0.56189 | -12189.3894 | -0.565 | -2291956.1639 | 0 | 0 | 100% | 0% | 0% | -0.2006% | 0% | 0% | -0.3525%
LDNO HV: HV Generation Intermittent | 0 | 0 | 0 | 0 | 0 | 0 | 0 | 0 |  |  | 0 | 0 | 0 | 0
> HV Generation Intermittent no RP charge
HV Generation Intermittent no RP charge | 0 | 0 | 0 | 0 | 0 | 0 | 0 | 0 |  |  | 0 | 0 | 0 | 0
> HV Generation Non-Intermittent
HV Generation Non-Intermittent | 469174.2548 | 139.4973 | -3090606.726 | -3110815.8029 | 3410.5408 | 0 | 0 | 16798.5362 | -0.65873 | -22155.3209 | -0.66304 | -2171090.4734 | -750964.9422 | -188760.3873 | 69.79% | 24.14% | 6.068% | -0.1104% | 0% | 0% | -0.5435%
LDNO HV: HV Generation Non-Intermittent | 0 | 0 | 0 | 0 | 0 | 0 | 0 | 0 |  |  | 0 | 0 | 0 | 0
> HV Generation Non-Intermittent no RP charge
HV Generation Non-Intermittent no RP charge | 0 | 0 | 0 | 0 | 0 | 0 | 0 | 0 |  |  | 0 | 0 | 0 | 0
3803. Revenue summary by tariff component
Data sources:
x1 = 3802. All units (MWh) (in Revenue summary)
x2 = 3802. MPANs (in Revenue summary)
x3 = 3802. Net revenues (£) (in Revenue summary)
x4 = 3802. Revenues from unit rates (£) (in Revenue summary)
x5 = 3802. Revenues from fixed charges (£) (in Revenue summary)
x6 = 3802. Revenues from capacity charges (£) (in Revenue summary)
x7 = 3802. Revenues from exceeded capacity charges (£) (in Revenue summary)
x8 = 3802. Revenues from reactive power charges (£) (in Revenue summary)
Kind: | Cell summation | Cell summation | Cell summation | Cell summation | Cell summation | Cell summation | Cell summation | Cell summation
Formula: | =SUM(x1) | =SUM(x2) | =SUM(x3) | =SUM(x4) | =SUM(x5) | =SUM(x6) | =SUM(x7) | =SUM(x8)
| Total units (MWh) | Total MPANs | Total net revenues (£) | Total net revenues from unit rates (£) | Total revenues from fixed charges (£) | Total revenues from capacity charges (£) | Total revenues from exceeded capacity charges (£) | Total revenues from reactive power charges (£)
Revenue summary by tariff component | 19597191.5785 | 2464967.3385 | 417847707.9306 | 340809106.5099 | 32928247.8064 | 42643235.1218 | 761724.6108 | 705393.8818

## M-ATW
Tariff matrices for Electricity North West in 2019/20 (Version 1)
This sheet provides matrices breaking down each tariff component into its elements.
This sheet is for information only. It can be deleted without affecting any calculations elsewhere in the model.
Domestic Unrestricted
Domestic Two Rate
Domestic Off Peak (related MPAN)
Small Non Domestic Unrestricted
Small Non Domestic Two Rate
Small Non Domestic Off Peak (related MPAN)
LV Medium Non-Domestic
LV Sub Medium Non-Domestic
HV Medium Non-Domestic
LV Network Domestic
LV Network Non-Domestic Non-CT
LV HH Metered
LV Sub HH Metered
HV HH Metered
NHH UMS category A
NHH UMS category B
NHH UMS category C
NHH UMS category D
LV UMS (Pseudo HH Metered)
LV Generation NHH or Aggregate HH
LV Sub Generation NHH
LV Generation Intermittent
LV Generation Intermittent no RP charge
LV Generation Non-Intermittent
LV Generation Non-Intermittent no RP charge
LV Sub Generation Intermittent
LV Sub Generation Intermittent no RP charge
LV Sub Generation Non-Intermittent
LV Sub Generation Non-Intermittent no RP charge
HV Generation Intermittent
HV Generation Intermittent no RP charge
HV Generation Non-Intermittent
HV Generation Non-Intermittent no RP charge
Domestic Unrestricted
| Rate 1 units (MWh) | MPANs | MWh/year | MWh/MPAN/year
Domestic Unrestricted | 6545364.9636 | 2065133.6972 | 6545364.9636 | 3.1695
| Unit rate 1 p/kWh | Fixed charge p/MPAN/day | Revenue (£/year) | Average p/kWh | Average £/MPAN/year
Assets 132kV | 0.25586 | 0 | 16747081.4037 | 0.25586 | 8.1094
Assets 132kV/EHV | 0.10121 | 0 | 6624398.1817 | 0.10121 | 3.2077
Assets EHV | 0.25009 | 0 | 16369096.273 | 0.25009 | 7.9264
Assets EHV/HV | 0.15776 | 0 | 10325681.5338 | 0.15776 | 5
Assets 132kV/HV | 0 | 0 | 0 | 0 | 0
Assets HV | 0.20048 | 0 | 13122252.6742 | 0.20048 | 6.3542
Assets HV/LV | 0.18202 | 0 | 11913960.9262 | 0.18202 | 5.7691
Assets LV circuits | 0 | 0.038331 | 289721.454 | 0.0044264 | 0.14029
Assets LV customer |  | 0 | 0 | 0 | 0
Assets HV customer |  | 0 | 0 | 0 | 0
Transmission exit | 0.15125 | 0 | 9900064.2189 | 0.15125 | 4.7939
Operating 132kV | 0.10077 | 0 | 6596022.3249 | 0.10077 | 3.194
Operating 132kV/EHV | 0.039862 | 0 | 2609092.1303 | 0.039862 | 1.2634
Operating EHV | 0.098499 | 0 | 6447148.7211 | 0.098499 | 3.1219
Operating EHV/HV | 0.062134 | 0 | 4066883.3138 | 0.062134 | 1.9693
Operating 132kV/HV | 0 | 0 | 0 | 0 | 0
Operating HV | 0.1128 | 0 | 7383348.0512 | 0.1128 | 3.5752
Operating HV/LV | 0.10242 | 0 | 6703492.3325 | 0.10242 | 3.246
Operating LV circuits | 0 | 0.50324 | 3803666.1084 | 0.058112 | 1.8418
Operating LV customer |  | 2.9888 | 22590670.1609 | 0.34514 | 10.9391
Operating HV customer |  | 0 | 0 | 0 | 0
Adder | 0.57451 |  | 37603927.095 | 0.57451 | 18.209
Rounding | 0.00033265 | -0.00038942 | 18830.0662 | 0.00028769 | 0.0091181
Total | 2.39 | 3.53 | 183115336.9699 | 2.7976 | 88.67
Domestic Two Rate
| Rate 1 units (MWh) | Rate 2 units (MWh) | MPANs | MWh/year | MWh/MPAN/year
Domestic Two Rate | 471567.0695 | 467293.5872 | 179230.2254 | 938860.6567 | 5.2383
| Unit rate 1 p/kWh | Unit rate 2 p/kWh | Fixed charge p/MPAN/day | Average unit rate (p/kWh) | Revenue (£/year) | Average p/kWh | Average £/MPAN/year
Assets 132kV | 0.31311 | 0.02928 | 0 | 0.17184 | 1613349.2637 | 0.17184 | 9.0015
Assets 132kV/EHV | 0.12385 | 0.011582 | 0 | 0.067973 | 638168.9843 | 0.067973 | 3.5606
Assets EHV | 0.30525 | 0.030106 | 0 | 0.1683 | 1580143.7809 | 0.1683 | 8.8163
Assets EHV/HV | 0.19255 | 0.018991 | 0 | 0.10617 | 996760.0647 | 0.10617 | 5.5613
Assets 132kV/HV | 0 | 0 | 0 | 0 | 0 | 0 | 0
Assets HV | 0.2447 | 0.024135 | 0 | 0.13492 | 1266719.0424 | 0.13492 | 7.0676
Assets HV/LV | 0.22217 | 0.021912 | 0 | 0.1225 | 1150080.0625 | 0.1225 | 6.4168
Assets LV circuits | 0 | 0 | 0.038331 | 0 | 25144.5423 | 0.0026782 | 0.14029
Assets LV customer |  |  | 0 | 0 | 0 | 0 | 0
Assets HV customer |  |  | 0 | 0 | 0 | 0 | 0
Transmission exit | 0.18682 | 0.0035252 | 0 | 0.09559 | 897452.9648 | 0.09559 | 5.0073
Operating 132kV | 0.12332 | 0.011532 | 0 | 0.067682 | 635435.3636 | 0.067682 | 3.5454
Operating 132kV/EHV | 0.048781 | 0.0045616 | 0 | 0.026772 | 251349.878 | 0.026772 | 1.4024
Operating EHV | 0.12023 | 0.011858 | 0 | 0.066289 | 622357.0188 | 0.066289 | 3.4724
Operating EHV/HV | 0.075839 | 0.0074799 | 0 | 0.041815 | 392584.9216 | 0.041815 | 2.1904
Operating 132kV/HV | 0 | 0 | 0 | 0 | 0 | 0 | 0
Operating HV | 0.13768 | 0.01358 | 0 | 0.075914 | 712730.3372 | 0.075914 | 3.9766
Operating HV/LV | 0.12501 | 0.012329 | 0 | 0.068924 | 647102.4144 | 0.068924 | 3.6105
Operating LV circuits | 0 | 0 | 0.50324 | 0 | 330115.1567 | 0.035161 | 1.8418
Operating LV customer |  |  | 2.9888 | 0 | 1960614.4199 | 0.20883 | 10.9391
Operating HV customer |  |  | 0 | 0 | 0 | 0 | 0
Adder | 0.57451 | 0.57451 |  | 0.57451 | 5393869.9956 | 0.57451 | 30.0946
Rounding | 0.00016908 | -0.00038353 | -0.00038942 | -0.00010597 | -1250.3215 | -0.00013317 | -0.0069761
Total | 2.794 | 0.775 | 3.53 | 1.7891 | 19112727.8896 | 2.0357 | 106.6379
Domestic Off Peak (related MPAN)
| Rate 1 units (MWh) | MWh/year
Domestic Off Peak (related MPAN) | 14279.5021 | 14279.5021
| Unit rate 1 p/kWh | Revenue (£/year) | Average p/kWh
Assets 132kV | 0.033132 | 4731.0176 | 0.033132
Assets 132kV/EHV | 0.013105 | 1871.3795 | 0.013105
Assets EHV | 0.037226 | 5315.752 | 0.037226
Assets EHV/HV | 0.023483 | 3353.1944 | 0.023483
Assets 132kV/HV | 0 | 0 | 0
Assets HV | 0.029843 | 4261.3617 | 0.029843
Assets HV/LV | 0.027095 | 3868.9773 | 0.027095
Assets LV circuits | 0 | 0 | 0
Transmission exit | 0.0090593 | 1293.6237 | 0.0090593
Operating 132kV | 0.013049 | 1863.3634 | 0.013049
Operating 132kV/EHV | 0.0051617 | 737.0634 | 0.0051617
Operating EHV | 0.014662 | 2093.6674 | 0.014662
Operating EHV/HV | 0.0092489 | 1320.6925 | 0.0092489
Operating 132kV/HV | 0 | 0 | 0
Operating HV | 0.016791 | 2397.6917 | 0.016791
Operating HV/LV | 0.015245 | 2176.9133 | 0.015245
Operating LV circuits | 0 | 0 | 0
Adder | 0.57451 | 82037.4966 | 0.57451
Rounding | 0.00038736 | 55.3128 | 0.00038736
Total | 0.822 | 117377.5072 | 0.822
Small Non Domestic Unrestricted
| Rate 1 units (MWh) | MPANs | MWh/year | MWh/MPAN/year
Small Non Domestic Unrestricted | 1501503.1892 | 122276.7197 | 1501503.1892 | 12.2796
| Unit rate 1 p/kWh | Fixed charge p/MPAN/day | Revenue (£/year) | Average p/kWh | Average £/MPAN/year
Assets 132kV | 0.23072 | 0 | 3464276.1529 | 0.23072 | 28.3314
Assets 132kV/EHV | 0.091263 | 0 | 1370313.077 | 0.091263 | 11.2067
Assets EHV | 0.23598 | 0 | 3543307.1868 | 0.23598 | 28.9778
Assets EHV/HV | 0.14886 | 0 | 2235130.2098 | 0.14886 | 18.2793
Assets 132kV/HV | 0 | 0 | 0 | 0 | 0
Assets HV | 0.18918 | 0 | 2840484.9866 | 0.18918 | 23.23
Assets HV/LV | 0.17176 | 0 | 2578934.2716 | 0.17176 | 21.091
Assets LV circuits | 0 | 0.038331 | 17154.4288 | 0.0011425 | 0.14029
Assets LV customer |  | 0 | 0 | 0 | 0
Assets HV customer |  | 0 | 0 | 0 | 0
Transmission exit | 0.12849 | 0 | 1929279.4332 | 0.12849 | 15.778
Operating 132kV | 0.090872 | 0 | 1364443.2897 | 0.090872 | 11.1587
Operating 132kV/EHV | 0.035945 | 0 | 539712.8867 | 0.035945 | 4.4139
Operating EHV | 0.092945 | 0 | 1395570.5322 | 0.092945 | 11.4132
Operating EHV/HV | 0.05863 | 0 | 880330.6324 | 0.05863 | 7.1995
Operating 132kV/HV | 0 | 0 | 0 | 0 | 0
Operating HV | 0.10644 | 0 | 1598223.248 | 0.10644 | 13.0705
Operating HV/LV | 0.09664 | 0 | 1451059.4942 | 0.09664 | 11.867
Operating LV circuits | 0 | 0.50324 | 225215.353 | 0.014999 | 1.8418
Operating LV customer |  | 2.9888 | 1337595.2596 | 0.089084 | 10.9391
Operating HV customer |  | 0 | 0 | 0 | 0
Adder | 0.57451 |  | 8626320.5753 | 0.57451 | 70.5475
Rounding | -0.00023537 | -0.00038942 | -3708.4346 | -0.00024698 | -0.030328
Total | 2.252 | 3.53 | 35393642.5834 | 2.3572 | 289.4553
Small Non Domestic Two Rate
| Rate 1 units (MWh) | Rate 2 units (MWh) | MPANs | MWh/year | MWh/MPAN/year
Small Non Domestic Two Rate | 531947.3546 | 195729.1754 | 34194.5088 | 727676.53 | 21.2805
| Unit rate 1 p/kWh | Unit rate 2 p/kWh | Fixed charge p/MPAN/day | Average unit rate (p/kWh) | Revenue (£/year) | Average p/kWh | Average £/MPAN/year
Assets 132kV | 0.24627 | 0.023388 | 0 | 0.18632 | 1355813.3604 | 0.18632 | 39.65
Assets 132kV/EHV | 0.097414 | 0.0092514 | 0 | 0.0737 | 536299.2717 | 0.0737 | 15.6838
Assets EHV | 0.24919 | 0.024047 | 0 | 0.18863 | 1372628.1255 | 0.18863 | 40.1418
Assets EHV/HV | 0.15719 | 0.015169 | 0 | 0.11899 | 865858.4843 | 0.11899 | 25.3216
Assets 132kV/HV | 0 | 0 | 0 | 0 | 0 | 0 | 0
Assets HV | 0.19976 | 0.019277 | 0 | 0.15122 | 1100364.54 | 0.15122 | 32.1796
Assets HV/LV | 0.18137 | 0.017502 | 0 | 0.13729 | 999043.4158 | 0.13729 | 29.2165
Assets LV circuits | 0 | 0 | 0.038331 | 0 | 4797.2113 | 0.00065925 | 0.14029
Assets LV customer |  |  | 0 | 0 | 0 | 0 | 0
Assets HV customer |  |  | 0 | 0 | 0 | 0 | 0
Transmission exit | 0.14022 | 0.002816 | 0 | 0.10326 | 751401.3013 | 0.10326 | 21.9743
Operating 132kV | 0.096997 | 0.0092118 | 0 | 0.073385 | 534002.0137 | 0.073385 | 15.6166
Operating 132kV/EHV | 0.038368 | 0.0036438 | 0 | 0.029028 | 211227.3705 | 0.029028 | 6.1772
Operating EHV | 0.098146 | 0.0094712 | 0 | 0.074295 | 540624.694 | 0.074295 | 15.8103
Operating EHV/HV | 0.061911 | 0.0059745 | 0 | 0.046865 | 341027.8935 | 0.046865 | 9.9732
Operating 132kV/HV | 0 | 0 | 0 | 0 | 0 | 0 | 0
Operating HV | 0.1124 | 0.010847 | 0 | 0.085083 | 619129.5492 | 0.085083 | 18.1061
Operating HV/LV | 0.10205 | 0.0098478 | 0 | 0.077249 | 562120.3493 | 0.077249 | 16.4389
Operating LV circuits | 0 | 0 | 0.50324 | 0 | 62981.1496 | 0.0086551 | 1.8418
Operating LV customer |  |  | 2.9888 | 0 | 374056.5906 | 0.051404 | 10.9391
Operating HV customer |  |  | 0 | 0 | 0 | 0 | 0
Adder | 0.57451 | 0.57451 |  | 0.57451 | 4180591.2023 | 0.57451 | 122.2591
Rounding | 0.00020263 | 4.0711e-05 | -0.00038942 | 0.00015907 | 1108.8055 | 0.00015238 | 0.032426
Total | 2.356 | 0.735 | 3.53 | 1.92 | 14413075.3283 | 1.9807 | 421.5026
Small Non Domestic Off Peak (related MPAN)
| Rate 1 units (MWh) | MWh/year
Small Non Domestic Off Peak (related MPAN) | 20242.6291 | 20242.6291
| Unit rate 1 p/kWh | Revenue (£/year) | Average p/kWh
Assets 132kV | 0.025096 | 5080.1369 | 0.025096
Assets 132kV/EHV | 0.0099269 | 2009.4755 | 0.0099269
Assets EHV | 0.027838 | 5635.1724 | 0.027838
Assets EHV/HV | 0.01756 | 3554.6859 | 0.01756
Assets 132kV/HV | 0 | 0 | 0
Assets HV | 0.022316 | 4517.4245 | 0.022316
Assets HV/LV | 0.020262 | 4101.4618 | 0.020262
Assets LV circuits | 0 | 0 | 0
Transmission exit | 0.0049711 | 1006.2903 | 0.0049711
Operating 132kV | 0.0098844 | 2000.8678 | 0.0098844
Operating 132kV/EHV | 0.0039098 | 791.454 | 0.0039098
Operating EHV | 0.010964 | 2219.4747 | 0.010964
Operating EHV/HV | 0.0069164 | 1400.0522 | 0.0069164
Operating 132kV/HV | 0 | 0 | 0
Operating HV | 0.012557 | 2541.7676 | 0.012557
Operating HV/LV | 0.0114 | 2307.7227 | 0.0114
Operating LV circuits | 0 | 0 | 0
Adder | 0.57451 | 116296.395 | 0.57451
Rounding | -0.00011487 | -23.2525 | -0.00011487
Total | 0.758 | 153439.1287 | 0.758
LV Medium Non-Domestic
| Rate 1 units (MWh) | Rate 2 units (MWh) | MPANs | MWh/year | MWh/MPAN/year
LV Medium Non-Domestic | 67.9541 | 13.4166 | 1.2863 | 81.3708 | 63.2603
| Unit rate 1 p/kWh | Unit rate 2 p/kWh | Fixed charge p/MPAN/day | Average unit rate (p/kWh) | Revenue (£/year) | Average p/kWh | Average £/MPAN/year
Assets 132kV | 0.22475 | 0.019993 | 0 | 0.19099 | 155.4061 | 0.19099 | 120.8178
Assets 132kV/EHV | 0.088899 | 0.0079083 | 0 | 0.075545 | 61.4717 | 0.075545 | 47.7901
Assets EHV | 0.22646 | 0.020557 | 0 | 0.19251 | 156.6443 | 0.19251 | 121.7805
Assets EHV/HV | 0.14285 | 0.012968 | 0 | 0.12143 | 98.8118 | 0.12143 | 76.8195
Assets 132kV/HV | 0 | 0 | 0 | 0 | 0 | 0 | 0
Assets HV | 0.18154 | 0.01648 | 0 | 0.15432 | 125.5736 | 0.15432 | 97.6251
Assets HV/LV | 0.16482 | 0.014962 | 0 | 0.14011 | 114.0108 | 0.14011 | 88.6358
Assets LV circuits | 0 | 0 | 0.47331 | 0 | 2.2282 | 0.0027384 | 1.7323
Assets LV customer |  |  | 0 | 0 | 0 | 0 | 0
Assets HV customer |  |  | 0 | 0 | 0 | 0 | 0
Transmission exit | 0.1293 | 0.0024071 | 0 | 0.10838 | 88.1903 | 0.10838 | 68.5621
Operating 132kV | 0.088518 | 0.0078745 | 0 | 0.075222 | 61.2084 | 0.075222 | 47.5854
Operating 132kV/EHV | 0.035014 | 0.0031148 | 0 | 0.029754 | 24.2113 | 0.029754 | 18.8227
Operating EHV | 0.089192 | 0.0080967 | 0 | 0.075821 | 61.6961 | 0.075821 | 47.9646
Operating EHV/HV | 0.056263 | 0.0051074 | 0 | 0.047828 | 38.9181 | 0.047828 | 30.2562
Operating 132kV/HV | 0 | 0 | 0 | 0 | 0 | 0 | 0
Operating HV | 0.10214 | 0.0092724 | 0 | 0.086831 | 70.6551 | 0.086831 | 54.9296
Operating HV/LV | 0.092739 | 0.0084186 | 0 | 0.078836 | 64.1492 | 0.078836 | 49.8717
Operating LV circuits | 0 | 0 | 6.2139 | 0 | 29.254 | 0.035951 | 22.743
Operating LV customer |  |  | 11.4057 | 0 | 53.6957 | 0.065989 | 41.7449
Operating HV customer |  |  | 0 | 0 | 0 | 0 | 0
Adder | 0.57451 | 0.57451 |  | 0.57451 | 467.4852 | 0.57451 | 363.4385
Rounding | 4.5145e-06 | 0.00032837 | -0.0029485 | 5.7914e-05 | 0.033244 | 4.0855e-05 | 0.025845
Total | 2.197 | 0.712 | 18.09 | 1.9521 | 1673.6432 | 2.0568 | 1301.1457
LV Sub Medium Non-Domestic
| Rate 1 units (MWh) | Rate 2 units (MWh) | MPANs | MWh/year | MWh/MPAN/year
LV Sub Medium Non-Domestic | 0.13596 | 0.28804 | 0.001 | 0.424 | 423.9997
| Unit rate 1 p/kWh | Unit rate 2 p/kWh | Fixed charge p/MPAN/day | Average unit rate (p/kWh) | Revenue (£/year) | Average p/kWh | Average £/MPAN/year
Assets 132kV | 0.55674 | 0.049893 | 0 | 0.21242 | 0.90067 | 0.21242 | 900.6745
Assets 132kV/EHV | 0.22022 | 0.019736 | 0 | 0.084025 | 0.35627 | 0.084025 | 356.2666
Assets EHV | 0.5615 | 0.051301 | 0 | 0.21491 | 0.9112 | 0.21491 | 911.2022
Assets EHV/HV | 0.3542 | 0.032361 | 0 | 0.13556 | 0.57479 | 0.13556 | 574.7895
Assets 132kV/HV | 0 | 0 | 0 | 0 | 0 | 0 | 0
Assets HV | 0.45013 | 0.041126 | 0 | 0.17228 | 0.73046 | 0.17228 | 730.4634
Assets HV/LV | 0 | 0 | 6.1357 | 0 | 0.022457 | 0.0052964 | 22.4566
Assets LV circuits | 0 | 0 | 0 | 0 | 0 | 0 | 0
Assets LV customer |  |  | 0 | 0 | 0 | 0 | 0
Assets HV customer |  |  | 0 | 0 | 0 | 0 | 0
Transmission exit | 0.31976 | 0.006007 | 0 | 0.10662 | 0.45206 | 0.10662 | 452.0593
Operating 132kV | 0.21928 | 0.019651 | 0 | 0.083665 | 0.35474 | 0.083665 | 354.7406
Operating 132kV/EHV | 0.086737 | 0.0077731 | 0 | 0.033094 | 0.14032 | 0.033094 | 140.3195
Operating EHV | 0.22115 | 0.020206 | 0 | 0.084643 | 0.35889 | 0.084643 | 358.887
Operating EHV/HV | 0.1395 | 0.012746 | 0 | 0.053393 | 0.22639 | 0.053393 | 226.3872
Operating 132kV/HV | 0 | 0 | 0 | 0 | 0 | 0 | 0
Operating HV | 0.25327 | 0.02314 | 0 | 0.096934 | 0.411 | 0.096934 | 411.0015
Operating HV/LV | 0 | 0 | 80.5534 | 0 | 0.29483 | 0.069534 | 294.8255
Operating LV circuits | 0 | 0 | 0 | 0 | 0 | 0 | 0
Operating LV customer |  |  | 45.1064 | 0 | 0.16509 | 0.038936 | 165.0895
Operating HV customer |  |  | 0 | 0 | 0 | 0 | 0
Adder | 0.57451 | 0.57451 |  | 0.57451 | 2.4359 | 0.57451 | 2435.9302
Rounding | -4.8779e-06 | -0.00045076 | 0.0045054 | -0.00030778 | -0.0012885 | -0.00030389 | -1.2885
Total | 3.957 | 0.858 | 131.8 | 1.8518 | 8.3338 | 1.9655 | 8333.8045
HV Medium Non-Domestic
| Rate 1 units (MWh) | Rate 2 units (MWh) | MPANs | MWh/year | MWh/MPAN/year
HV Medium Non-Domestic | 0.45302 | 1.1537 | 0.001 | 1.6067 | 1606.7356
| Unit rate 1 p/kWh | Unit rate 2 p/kWh | Fixed charge p/MPAN/day | Average unit rate (p/kWh) | Revenue (£/year) | Average p/kWh | Average £/MPAN/year
Assets 132kV | 0.66859 | 0.060019 | 0 | 0.23161 | 3.7213 | 0.23161 | 3721.3105
Assets 132kV/EHV | 0.26447 | 0.023741 | 0 | 0.091613 | 1.472 | 0.091613 | 1471.9844
Assets EHV | 0.54081 | 0.04937 | 175.7457 | 0.18793 | 3.6628 | 0.22796 | 3662.7873
Assets EHV/HV | 0 | 0 | 238.3511 | 0 | 0.87237 | 0.054294 | 872.3652
Assets 132kV/HV | 0 | 0 | 0 | 0 | 0 | 0 | 0
Assets HV | 0 | 0 | 73.099 | 0 | 0.26754 | 0.016651 | 267.5422
Assets HV/LV | 0 | 0 | 0 | 0 | 0 | 0 | 0
Assets LV circuits | 0 | 0 | 0 | 0 | 0 | 0 | 0
Assets LV customer |  |  | 0 | 0 | 0 | 0 | 0
Assets HV customer |  |  | 0 | 0 | 0 | 0 | 0
Transmission exit | 0.38273 | 0.0072261 | 0 | 0.1131 | 1.8172 | 0.1131 | 1817.2164
Operating 132kV | 0.26333 | 0.023639 | 0 | 0.091221 | 1.4657 | 0.091221 | 1465.6791
Operating 132kV/EHV | 0.10416 | 0.0093506 | 0 | 0.036083 | 0.57976 | 0.036083 | 579.7573
Operating EHV | 0.213 | 0.019445 | 69.2194 | 0.074019 | 1.4426 | 0.089786 | 1442.6291
Operating EHV/HV | 0 | 0 | 218.3191 | 0 | 0.79905 | 0.049731 | 799.0479
Operating 132kV/HV | 0 | 0 | 0 | 0 | 0 | 0 | 0
Operating HV | 0 | 0 | 319.8981 | 0 | 1.1708 | 0.07287 | 1170.8269
Operating HV/LV | 0 | 0 | 0 | 0 | 0 | 0 | 0
Operating LV circuits | 0 | 0 | 0 | 0 | 0 | 0 | 0
Operating LV customer |  |  | 0 | 0 | 0 | 0 | 0
Operating HV customer |  |  | 99.183 | 0 | 0.36301 | 0.022593 | 363.0097
Adder | 0.57451 | 0.57451 |  | 0.57451 | 9.2309 | 0.57451 | 9230.8935
Rounding | 0.00038939 | -0.00030339 | 0.004643 | -0.00010806 | -0.0017192 | -0.000107 | -1.7192
Total | 3.012 | 0.767 | 1193.82 | 1.4 | 26.8633 | 1.6719 | 26863.3303
LV Network Domestic
| Rate 1 units (MWh) | Rate 2 units (MWh) | Rate 3 units (MWh) | MPANs | MWh/year | MWh/MPAN/year
LV Network Domestic | 68.8643 | 206.5997 | 381.0705 | 339.8033 | 656.5345 | 1.9321
| Unit rate 1 p/kWh | Unit rate 2 p/kWh | Unit rate 3 p/kWh | Fixed charge p/MPAN/day | Average unit rate (p/kWh) | Revenue (£/year) | Average p/kWh | Average £/MPAN/year
Assets 132kV | 1.484 | 0.17183 | 0.026141 | 0 | 0.22491 | 1476.5794 | 0.22491 | 4.3454
Assets 132kV/EHV | 0.58701 | 0.067969 | 0.01034 | 0 | 0.088962 | 584.0689 | 0.088962 | 1.7188
Assets EHV | 1.25 | 0.24185 | 0.026879 | 0 | 0.22283 | 1462.9363 | 0.22283 | 4.3052
Assets EHV/HV | 0.78853 | 0.15256 | 0.016955 | 0 | 0.14056 | 922.8252 | 0.14056 | 2.7158
Assets 132kV/HV | 0 | 0 | 0 | 0 | 0 | 0 | 0 | 0
Assets HV | 1.0021 | 0.19388 | 0.021548 | 0 | 0.17863 | 1172.7599 | 0.17863 | 3.4513
Assets HV/LV | 0.90983 | 0.17603 | 0.019563 | 0 | 0.16218 | 1064.7726 | 0.16218 | 3.1335
Assets LV circuits | 0 | 0 | 0 | 0.038331 | 0 | 47.6716 | 0.0072611 | 0.14029
Assets LV customer |  |  |  | 0 | 0 | 0 | 0 | 0
Assets HV customer |  |  |  | 0 | 0 | 0 | 0 | 0
Transmission exit | 1.0808 | 0.044189 | 0.0031458 | 0 | 0.12909 | 847.5451 | 0.12909 | 2.4942
Operating 132kV | 0.5845 | 0.067677 | 0.010296 | 0 | 0.088581 | 581.567 | 0.088581 | 1.7115
Operating 132kV/EHV | 0.2312 | 0.02677 | 0.0040727 | 0 | 0.035039 | 230.042 | 0.035039 | 0.67699
Operating EHV | 0.49235 | 0.095257 | 0.010587 | 0 | 0.087763 | 576.1936 | 0.087763 | 1.6957
Operating EHV/HV | 0.31057 | 0.060089 | 0.0066781 | 0 | 0.055361 | 363.4649 | 0.055361 | 1.0696
Operating 132kV/HV | 0 | 0 | 0 | 0 | 0 | 0 | 0 | 0
Operating HV | 0.56384 | 0.10909 | 0.012124 | 0 | 0.10051 | 659.8634 | 0.10051 | 1.9419
Operating HV/LV | 0.51192 | 0.099045 | 0.011008 | 0 | 0.091252 | 599.1035 | 0.091252 | 1.7631
Operating LV circuits | 0 | 0 | 0 | 0.50324 | 0 | 625.8666 | 0.095329 | 1.8418
Operating LV customer |  |  |  | 2.9888 | 0 | 3717.1365 | 0.56618 | 10.9391
Operating HV customer |  |  |  | 0 | 0 | 0 | 0 | 0
Adder | 0.57451 | 0.57451 | 0.57451 |  | 0.57451 | 3771.8716 | 0.57451 | 11.1002
Rounding | -0.00020263 | 0.00024194 | 0.00015 | -0.00038942 | 0.00014195 | 0.44763 | 6.818e-05 | 0.0013173
Total | 10.371 | 2.081 | 0.754 | 3.53 | 2.1803 | 18704.7157 | 2.849 | 55.0457
LV Network Non-Domestic Non-CT
| Rate 1 units (MWh) | Rate 2 units (MWh) | Rate 3 units (MWh) | MPANs | MWh/year | MWh/MPAN/year
LV Network Non-Domestic Non-CT | 22435.9649 | 80597.1045 | 113029.9906 | 3574 | 216063.0601 | 60.4541
| Unit rate 1 p/kWh | Unit rate 2 p/kWh | Unit rate 3 p/kWh | Fixed charge p/MPAN/day | Average unit rate (p/kWh) | Revenue (£/year) | Average p/kWh | Average £/MPAN/year
Assets 132kV | 1.356 | 0.157 | 0.023885 | 0 | 0.21186 | 457758.2502 | 0.21186 | 128.0801
Assets 132kV/EHV | 0.53636 | 0.062103 | 0.009448 | 0 | 0.083804 | 181068.7395 | 0.083804 | 50.6628
Assets EHV | 1.1421 | 0.22098 | 0.024559 | 0 | 0.21388 | 462111.9312 | 0.21388 | 129.2982
Assets EHV/HV | 0.72047 | 0.13939 | 0.015492 | 0 | 0.13492 | 291501.776 | 0.13492 | 81.5618
Assets 132kV/HV | 0 | 0 | 0 | 0 | 0 | 0 | 0 | 0
Assets HV | 0.9156 | 0.17715 | 0.019688 | 0 | 0.17146 | 370451.0881 | 0.17146 | 103.6517
Assets HV/LV | 0.83129 | 0.16083 | 0.017875 | 0 | 0.15567 | 336340.1009 | 0.15567 | 94.1075
Assets LV circuits | 0 | 0 | 0 | 0.038331 | 0 | 501.4031 | 0.00023206 | 0.14029
Assets LV customer |  |  |  | 0 | 0 | 0 | 0 | 0
Assets HV customer |  |  |  | 0 | 0 | 0 | 0 | 0
Transmission exit | 0.98827 | 0.040407 | 0.0028766 | 0 | 0.1192 | 257547.3999 | 0.1192 | 72.0614
Operating 132kV | 0.53406 | 0.061837 | 0.0094075 | 0 | 0.083445 | 180293.1248 | 0.083445 | 50.4458
Operating 132kV/EHV | 0.21125 | 0.02446 | 0.0037212 | 0 | 0.033007 | 71315.9159 | 0.033007 | 19.9541
Operating EHV | 0.44985 | 0.087035 | 0.0096728 | 0 | 0.084238 | 182007.87 | 0.084238 | 50.9255
Operating EHV/HV | 0.28376 | 0.054902 | 0.0061016 | 0 | 0.053138 | 114811.1827 | 0.053138 | 32.124
Operating 132kV/HV | 0 | 0 | 0 | 0 | 0 | 0 | 0 | 0
Operating HV | 0.51517 | 0.099673 | 0.011077 | 0 | 0.096471 | 208437.483 | 0.096471 | 58.3205
Operating HV/LV | 0.46773 | 0.090495 | 0.010057 | 0 | 0.087588 | 189244.6434 | 0.087588 | 52.9504
Operating LV circuits | 0 | 0 | 0 | 0.50324 | 0 | 6582.7712 | 0.0030467 | 1.8418
Operating LV customer |  |  |  | 2.9888 | 0 | 39096.2848 | 0.018095 | 10.9391
Operating HV customer |  |  |  | 0 | 0 | 0 | 0 | 0
Adder | 0.57451 | 0.57451 | 0.57451 |  | 0.57451 | 1241308.8657 | 0.57451 | 347.3164
Rounding | -0.00041725 | 0.00022058 | -0.00037307 | -0.00038942 | -0.00015621 | -342.6052 | -0.00015857 | -0.09586
Total | 9.526 | 1.951 | 0.738 | 3.53 | 2.103 | 4590036.2251 | 2.1244 | 1284.2855
LV HH Metered
| Rate 1 units (MWh) | Rate 2 units (MWh) | Rate 3 units (MWh) | MPANs | Import capacity (kVA) | Exceeded capacity (kVA) | Reactive power units (MVArh) | MWh/year | MWh/MPAN/year
LV HH Metered | 266105.6693 | 950500.7244 | 1227506.5276 | 13184.4598 | 1276491.445 | 12764.9145 | 201339.1055 | 2444112.9213 | 185.3783
| Unit rate 1 p/kWh | Unit rate 2 p/kWh | Unit rate 3 p/kWh | Fixed charge p/MPAN/day | Capacity charge p/kVA/day | Exceeded capacity charge p/kVA/day | Reactive power charge p/kVArh | Average unit rate (p/kWh) | Revenue (£/year) | Average p/kWh | Average £/MPAN/year | Average p/kVA/day
Assets 132kV | 1.2162 | 0.14082 | 0.021423 |  | 0 | 0 | 0.030607 | 0.20046 | 4899449.3962 | 0.20046 | 371.6079 | 1.0487
Assets 132kV/EHV | 0.48107 | 0.055702 | 0.0084742 |  | 0 | 0 | 0.0088153 | 0.079022 | 1931376.4976 | 0.079022 | 146.4889 | 0.4134
Assets EHV | 1.0244 | 0.19821 | 0.022028 |  | 0 | 0 | 0.022259 | 0.20152 | 4925264.7383 | 0.20152 | 373.5659 | 1.0542
Assets EHV/HV | 0.64622 | 0.12503 | 0.013895 |  | 0 | 0 | 0.014938 | 0.12719 | 3108679.3152 | 0.12719 | 235.7836 | 0.66539
Assets 132kV/HV | 0 | 0 | 0 |  | 0 | 0 | 0 | 0 | 0 | 0 | 0 | 0
Assets HV | 0.657 | 0.12711 | 0.014127 |  | 0.32394 | 0.46277 | 0.015187 | 0.12931 | 4695559.785 | 0.19212 | 356.1435 | 1.0051
Assets HV/LV | 0 | 0 | 0 |  | 1.4706 | 2.1008 | 0 | 0 | 6968567.5753 | 0.28512 | 528.544 | 1.4916
Assets LV circuits | 0 | 0 | 0 |  | 0.03192 | 1.064 | 0 | 0 | 198837.767 | 0.0081354 | 15.0812 | 0.04256
Assets LV customer |  |  |  | 0 |  |  |  | 0 | 0 | 0 | 0 | 0
Assets HV customer |  |  |  | 0 |  |  |  | 0 | 0 | 0 | 0 | 0
Transmission exit | 0.88616 | 0.036232 | 0.0025793 |  | 0 | 0 | 0.017173 | 0.11328 | 2768732.9177 | 0.11328 | 209.9997 | 0.59263
Operating 132kV | 0.47901 | 0.055463 | 0.0084379 |  | 0 | 0 | 0.012055 | 0.078953 | 1929702.0668 | 0.078953 | 146.3619 | 0.41304
Operating 132kV/EHV | 0.18948 | 0.021939 | 0.0033376 |  | 0 | 0 | 0.003472 | 0.031124 | 760693.8898 | 0.031124 | 57.6963 | 0.16282
Operating EHV | 0.40349 | 0.078066 | 0.008676 |  | 0 | 0 | 0.008767 | 0.079369 | 1939869.7234 | 0.079369 | 147.133 | 0.41522
Operating EHV/HV | 0.25452 | 0.049244 | 0.0054728 |  | 0 | 0 | 0.0058835 | 0.050095 | 1224387.5616 | 0.050095 | 92.866 | 0.26207
Operating 132kV/HV | 0 | 0 | 0 |  | 0 | 0 | 0 | 0 | 0 | 0 | 0 | 0
Operating HV | 0.36966 | 0.071521 | 0.0079487 |  | 0.18227 | 0.18227 | 0.0085451 | 0.072758 | 2638347.4974 | 0.10795 | 200.1104 | 0.56472
Operating HV/LV | 0 | 0 | 0 |  | 0.82743 | 0.82743 | 0 | 0 | 3904357.048 | 0.15975 | 296.1333 | 0.8357
Operating LV circuits | 0 | 0 | 0 |  | 0.41907 | 0.41907 | 0 | 0 | 1977439.6827 | 0.080906 | 149.9826 | 0.42326
Operating LV customer |  |  |  | 14.0513 |  |  |  | 0 | 678048.2149 | 0.027742 | 51.4278 | 0.14513
Operating HV customer |  |  |  | 0 |  |  |  | 0 | 0 | 0 | 0 | 0
Adder | 0.57451 | 0.57451 | 0.57451 |  |  |  |  | 0.57451 | 14041729.4704 | 0.57451 | 1065.0212 | 3.0055
Rounding | 0.00024206 | 0.00015354 | 8.7398e-05 | -0.0013209 | 0.004813 | 0.0036629 | 0.00029815 | 0.00015452 | 26370.0263 | 0.0010789 | 2.0001 | 0.0056443
Total | 7.182 | 1.534 | 0.691 | 14.05 | 3.26 | 5.06 | 0.148 | 1.7377 | 58617413.1738 | 2.3983 | 4445.9473 | 12.5466
LV Sub HH Metered
| Rate 1 units (MWh) | Rate 2 units (MWh) | Rate 3 units (MWh) | MPANs | Import capacity (kVA) | Exceeded capacity (kVA) | Reactive power units (MVArh) | MWh/year | MWh/MPAN/year
LV Sub HH Metered | 127017.2651 | 465220.4799 | 628507.3219 | 2170.2101 | 654466.1262 | 6544.6613 | 97135.8771 | 1220745.0668 | 562.5009
| Unit rate 1 p/kWh | Unit rate 2 p/kWh | Unit rate 3 p/kWh | Fixed charge p/MPAN/day | Capacity charge p/kVA/day | Exceeded capacity charge p/kVA/day | Reactive power charge p/kVArh | Average unit rate (p/kWh) | Revenue (£/year) | Average p/kWh | Average £/MPAN/year | Average p/kVA/day
Assets 132kV | 1.1345 | 0.13136 | 0.019984 |  | 0 | 0 | 0.027285 | 0.18056 | 2204194.6679 | 0.18056 | 1015.6596 | 0.9202
Assets 132kV/EHV | 0.44875 | 0.051959 | 0.0079048 |  | 0 | 0 | 0.0078584 | 0.071189 | 869030.8813 | 0.071189 | 400.4363 | 0.3628
Assets EHV | 0.95561 | 0.18489 | 0.020548 |  | 0 | 0 | 0.019843 | 0.18205 | 2222355.3565 | 0.18205 | 1024.0277 | 0.92778
Assets EHV/HV | 0.6028 | 0.11663 | 0.012962 |  | 0 | 0 | 0.013316 | 0.1149 | 1402645.8573 | 0.1149 | 646.318 | 0.58557
Assets 132kV/HV | 0 | 0 | 0 |  | 0 | 0 | 0 | 0 | 0 | 0 | 0 | 0
Assets HV | 0 | 0 | 0 |  | 1.5402 | 2.2003 | 0 | 0 | 3742022.9774 | 0.30654 | 1724.2676 | 1.5622
Assets HV/LV | 0 | 0 | 0 |  | 0.059931 | 1.9977 | 0 | 0 | 191406.1412 | 0.015679 | 88.1971 | 0.079908
Assets LV circuits | 0 | 0 | 0 |  | 0 | 0 | 0 | 0 | 0 | 0 | 0 | 0
Assets LV customer |  |  |  | 0 |  |  |  | 0 | 0 | 0 | 0 | 0
Assets HV customer |  |  |  | 0 |  |  |  | 0 | 0 | 0 | 0 | 0
Transmission exit | 0.82662 | 0.033798 | 0.002406 |  | 0 | 0 | 0.015309 | 0.10135 | 1237171.4971 | 0.10135 | 570.0699 | 0.51649
Operating 132kV | 0.44683 | 0.051737 | 0.0078709 |  | 0 | 0 | 0.010746 | 0.071116 | 868146.3287 | 0.071116 | 400.0287 | 0.36243
Operating 132kV/EHV | 0.17674 | 0.020465 | 0.0031134 |  | 0 | 0 | 0.0030951 | 0.028038 | 342277.3769 | 0.028038 | 157.7162 | 0.14289
Operating EHV | 0.37638 | 0.07282 | 0.0080931 |  | 0 | 0 | 0.0078154 | 0.071702 | 875299.1158 | 0.071702 | 403.3246 | 0.36542
Operating EHV/HV | 0.23742 | 0.045935 | 0.0051051 |  | 0 | 0 | 0.0052448 | 0.045255 | 552447.5081 | 0.045255 | 254.5595 | 0.23063
Operating 132kV/HV | 0 | 0 | 0 |  | 0 | 0 | 0 | 0 | 0 | 0 | 0 | 0
Operating HV | 0 | 0 | 0 |  | 0.86661 | 0.86661 | 0 | 0 | 2096584.9334 | 0.17175 | 966.0746 | 0.87527
Operating HV/LV | 0 | 0 | 0 |  | 0.78681 | 0.78681 | 0 | 0 | 1903532.2361 | 0.15593 | 877.1189 | 0.79468
Operating LV circuits | 0 | 0 | 0 |  | 0 | 0 | 0 | 0 | 0 | 0 | 0 | 0
Operating LV customer |  |  |  | 45.1064 |  |  |  | 0 | 358278.8435 | 0.029349 | 165.0895 | 0.14957
Operating HV customer |  |  |  | 0 |  |  |  | 0 | 0 | 0 | 0 | 0
Adder | 0.57451 | 0.57451 | 0.57451 |  |  |  |  | 0.57451 | 7013330.6164 | 0.57451 | 3231.6367 | 2.9279
Rounding | -0.00014926 | -0.0001021 | -0.00049945 | 0.0035869 | -0.0035529 | -0.001397 | 0.00048656 | -0.00027287 | -11846.5123 | -0.00097043 | -5.4587 | -0.0049456
Total | 5.78 | 1.284 | 0.662 | 45.11 | 3.25 | 5.85 | 0.111 | 1.4404 | 25866877.8253 | 2.1189 | 11919.066 | 10.7988
HV HH Metered
| Rate 1 units (MWh) | Rate 2 units (MWh) | Rate 3 units (MWh) | MPANs | Import capacity (kVA) | Exceeded capacity (kVA) | Reactive power units (MVArh) | MWh/year | MWh/MPAN/year
HV HH Metered | 459708.9074 | 1572220.6521 | 2589377.4737 | 2243.271 | 1830319.3685 | 18303.1937 | 366118.3466 | 4621307.0331 | 2060.0752
| Unit rate 1 p/kWh | Unit rate 2 p/kWh | Unit rate 3 p/kWh | Fixed charge p/MPAN/day | Capacity charge p/kVA/day | Exceeded capacity charge p/kVA/day | Reactive power charge p/kVArh | Average unit rate (p/kWh) | Revenue (£/year) | Average p/kWh | Average £/MPAN/year | Average p/kVA/day
Assets 132kV | 1.0156 | 0.1176 | 0.017891 |  | 0 | 0 | 0.023353 | 0.15291 | 7066592.7388 | 0.15291 | 3150.1288 | 1.0549
Assets 132kV/EHV | 0.40174 | 0.046516 | 0.0070767 |  | 0 | 0 | 0.006726 | 0.060287 | 2786034.1516 | 0.060287 | 1241.9516 | 0.41589
Assets EHV | 0.6844 | 0.13242 | 0.014716 |  | 0.46983 | 0.46983 | 0.013587 | 0.12245 | 8837820.1333 | 0.19124 | 3939.7023 | 1.3193
Assets EHV/HV | 0 | 0 | 0 |  | 0.6372 | 1.4819 | 0 | 0 | 4367867.1135 | 0.094516 | 1947.0974 | 0.65202
Assets 132kV/HV | 0 | 0 | 0 |  | 0 | 0 | 0 | 0 | 0 | 0 | 0 | 0
Assets HV | 0 | 0 | 0 |  | 0.19542 | 2.1713 | 0 | 0 | 1454576.6429 | 0.031475 | 648.4177 | 0.21713
Assets HV/LV | 0 | 0 | 0 |  | 0 | 0 | 0 | 0 | 0 | 0 | 0 | 0
Assets LV circuits | 0 | 0 | 0 |  | 0 | 0 | 0 | 0 | 0 | 0 | 0 | 0
Assets LV customer |  |  |  | 0 |  |  |  | 0 | 0 | 0 | 0 | 0
Assets HV customer |  |  |  | 0 |  |  |  | 0 | 0 | 0 | 0 | 0
Transmission exit | 0.74002 | 0.030257 | 0.002154 |  | 0 | 0 | 0.013103 | 0.086153 | 3981394.2605 | 0.086153 | 1774.8164 | 0.59433
Operating 132kV | 0.40002 | 0.046317 | 0.0070464 |  | 0 | 0 | 0.0091978 | 0.060227 | 2783255.3233 | 0.060227 | 1240.7129 | 0.41548
Operating 132kV/EHV | 0.15823 | 0.018321 | 0.0027872 |  | 0 | 0 | 0.0026491 | 0.023745 | 1097310.213 | 0.023745 | 489.1563 | 0.1638
Operating EHV | 0.26956 | 0.052153 | 0.0057962 |  | 0.18505 | 0.18505 | 0.0053513 | 0.04823 | 3480872.7263 | 0.075322 | 1551.6951 | 0.51961
Operating EHV/HV | 0 | 0 | 0 |  | 0.58365 | 0.58365 | 0 | 0 | 3948945.1355 | 0.085451 | 1760.3513 | 0.58949
Operating 132kV/HV | 0 | 0 | 0 |  | 0 | 0 | 0 | 0 | 0 | 0 | 0 | 0
Operating HV | 0 | 0 | 0 |  | 0.85521 | 0.85521 | 0 | 0 | 5786300.2968 | 0.12521 | 2579.4031 | 0.86376
Operating HV/LV | 0 | 0 | 0 |  | 0 | 0 | 0 | 0 | 0 | 0 | 0 | 0
Operating LV circuits | 0 | 0 | 0 |  | 0 | 0 | 0 | 0 | 0 | 0 | 0 | 0
Operating LV customer |  |  |  | 0 |  |  |  | 0 | 0 | 0 | 0 | 0
Operating HV customer |  |  |  | 99.183 |  |  |  | 0 | 814329.2285 | 0.017621 | 363.0097 | 0.12156
Adder | 0.57451 | 0.57451 | 0.57451 |  |  |  |  | 0.57451 | 26549977.5374 | 0.57451 | 11835.3855 | 3.9633
Rounding | -0.0001155 | -8.9881e-05 | 2.0362e-05 | -0.0029882 | 0.0036363 | 0.0030499 | 3.3217e-05 | -2.8027e-05 | 23244.2244 | 0.00050298 | 10.3618 | 0.0034698
Total | 4.244 | 1.018 | 0.632 | 99.18 | 2.93 | 5.75 | 0.074 | 1.1285 | 72978519.7257 | 1.5792 | 32532.1901 | 10.894
NHH UMS category A
| Rate 1 units (MWh) | MWh/year
NHH UMS category A | 17466.3969 | 17466.3969
| Unit rate 1 p/kWh | Revenue (£/year) | Average p/kWh
Assets 132kV | 0.16694 | 29157.9104 | 0.16694
Assets 132kV/EHV | 0.066033 | 11533.5684 | 0.066033
Assets EHV | 0.16684 | 29141.5899 | 0.16684
Assets EHV/HV | 0.10525 | 18382.6139 | 0.10525
Assets 132kV/HV | 0 | 0 | 0
Assets HV | 0.13375 | 23361.2962 | 0.13375
Assets HV/LV | 0.12143 | 21210.1974 | 0.12143
Assets LV circuits | 0.0028851 | 503.9195 | 0.0028851
Assets LV customer |  | 0 | 0
Transmission exit | 0.093544 | 16338.7497 | 0.093544
Operating 132kV | 0.06575 | 11484.1639 | 0.06575
Operating 132kV/EHV | 0.026008 | 4542.6228 | 0.026008
Operating EHV | 0.065713 | 11477.7359 | 0.065713
Operating EHV/HV | 0.041452 | 7240.1948 | 0.041452
Operating 132kV/HV | 0 | 0 | 0
Operating HV | 0.075256 | 13144.4337 | 0.075256
Operating HV/LV | 0.068326 | 11934.0996 | 0.068326
Operating LV circuits | 0.037877 | 6615.8078 | 0.037877
Operating LV customer | 1.7272 | 301687.9654 | 1.7272
Adder | 0.57451 | 100346.5993 | 0.57451
Rounding | 0.00018502 | 32.3171 | 0.00018502
Total | 3.539 | 618135.7858 | 3.539
NHH UMS category B
| Rate 1 units (MWh) | MWh/year
NHH UMS category B | 9322.3455 | 9322.3455
| Unit rate 1 p/kWh | Revenue (£/year) | Average p/kWh
Assets 132kV | 0.20953 | 19533.1687 | 0.20953
Assets 132kV/EHV | 0.082881 | 7726.45 | 0.082881
Assets EHV | 0.18385 | 17138.8498 | 0.18385
Assets EHV/HV | 0.11597 | 10811.2447 | 0.11597
Assets 132kV/HV | 0 | 0 | 0
Assets HV | 0.14738 | 13739.324 | 0.14738
Assets HV/LV | 0.13381 | 12474.2126 | 0.13381
Assets LV circuits | 0.0031791 | 296.3668 | 0.0031791
Assets LV customer |  | 0 | 0
Transmission exit | 0.14005 | 13055.84 | 0.14005
Operating 132kV | 0.082526 | 7693.3535 | 0.082526
Operating 132kV/EHV | 0.032644 | 3043.1474 | 0.032644
Operating EHV | 0.07241 | 6750.3246 | 0.07241
Operating EHV/HV | 0.045677 | 4258.1277 | 0.045677
Operating 132kV/HV | 0 | 0 | 0
Operating HV | 0.082925 | 7730.5486 | 0.082925
Operating HV/LV | 0.075289 | 7018.7228 | 0.075289
Operating LV circuits | 0.041737 | 3890.9111 | 0.041737
Operating LV customer | 1.7272 | 161020.0122 | 1.7272
Adder | 0.57451 | 53558.0218 | 0.57451
Rounding | 0.00038377 | 35.7759 | 0.00038377
Total | 3.752 | 349774.4023 | 3.752
NHH UMS category C
| Rate 1 units (MWh) | MWh/year
NHH UMS category C | 411.2469 | 411.2469
| Unit rate 1 p/kWh | Revenue (£/year) | Average p/kWh
Assets 132kV | 0.38348 | 1577.0403 | 0.38348
Assets 132kV/EHV | 0.15169 | 623.8068 | 0.15169
Assets EHV | 0.3336 | 1371.9194 | 0.3336
Assets EHV/HV | 0.21044 | 865.4114 | 0.21044
Assets 132kV/HV | 0 | 0 | 0
Assets HV | 0.26743 | 1099.7964 | 0.26743
Assets HV/LV | 0.2428 | 998.5276 | 0.2428
Assets LV circuits | 0.0057686 | 23.7234 | 0.0057686
Assets LV customer |  | 0 | 0
Transmission exit | 0.26736 | 1099.4961 | 0.26736
Operating 132kV | 0.15104 | 621.1347 | 0.15104
Operating 132kV/EHV | 0.059743 | 245.6932 | 0.059743
Operating EHV | 0.13139 | 540.3456 | 0.13139
Operating EHV/HV | 0.082883 | 340.8518 | 0.082883
Operating 132kV/HV | 0 | 0 | 0
Operating HV | 0.15047 | 618.8099 | 0.15047
Operating HV/LV | 0.13662 | 561.8301 | 0.13662
Operating LV circuits | 0.075735 | 311.4571 | 0.075735
Operating LV customer | 1.7272 | 7103.2538 | 1.7272
Adder | 0.57451 | 2362.6642 | 0.57451
Rounding | -0.00019784 | -0.81359 | -0.00019784
Total | 4.952 | 20364.948 | 4.952
NHH UMS category D
| Rate 1 units (MWh) | MWh/year
NHH UMS category D | 0.051406 | 0.051406
| Unit rate 1 p/kWh | Revenue (£/year) | Average p/kWh
Assets 132kV | 0.14634 | 0.075228 | 0.14634
Assets 132kV/EHV | 0.057886 | 0.029757 | 0.057886
Assets EHV | 0.16488 | 0.084758 | 0.16488
Assets EHV/HV | 0.10401 | 0.053465 | 0.10401
Assets 132kV/HV | 0 | 0 | 0
Assets HV | 0.13218 | 0.067946 | 0.13218
Assets HV/LV | 0.12 | 0.061689 | 0.12
Assets LV circuits | 0.0028511 | 0.0014656 | 0.0028511
Assets LV customer |  | 0 | 0
Transmission exit | 0.066178 | 0.034019 | 0.066178
Operating 132kV | 0.057638 | 0.029629 | 0.057638
Operating 132kV/EHV | 0.022799 | 0.01172 | 0.022799
Operating EHV | 0.06494 | 0.033383 | 0.06494
Operating EHV/HV | 0.040964 | 0.021058 | 0.040964
Operating 132kV/HV | 0 | 0 | 0
Operating HV | 0.074369 | 0.03823 | 0.074369
Operating HV/LV | 0.067522 | 0.03471 | 0.067522
Operating LV circuits | 0.037431 | 0.019242 | 0.037431
Operating LV customer | 1.7272 | 0.88791 | 1.7272
Adder | 0.57451 | 0.29533 | 0.57451
Rounding | 0.00025438 | 0.00013077 | 0.00025438
Total | 3.462 | 1.7797 | 3.462
LV UMS (Pseudo HH Metered)
| Rate 1 units (MWh) | Rate 2 units (MWh) | Rate 3 units (MWh) | MWh/year
LV UMS (Pseudo HH Metered) | 10560.7065 | 28387.5181 | 176907.0706 | 215855.2952
| Unit rate 1 p/kWh | Unit rate 2 p/kWh | Unit rate 3 p/kWh | Average unit rate (p/kWh) | Revenue (£/year) | Average p/kWh
Assets 132kV | 3.6221 | 0.13598 | 0.022045 | 0.21316 | 460120.4892 | 0.21316
Assets 132kV/EHV | 1.4327 | 0.053788 | 0.0087199 | 0.084317 | 182003.1358 | 0.084317
Assets EHV | 3.0066 | 0.18608 | 0.022667 | 0.19015 | 410439.9948 | 0.19015
Assets EHV/HV | 1.8966 | 0.11738 | 0.014298 | 0.11994 | 258906.9429 | 0.11994
Assets 132kV/HV | 0 | 0 | 0 | 0 | 0 | 0
Assets HV | 2.4102 | 0.14917 | 0.018171 | 0.15243 | 329028.3855 | 0.15243
Assets HV/LV | 2.1883 | 0.13543 | 0.016498 | 0.13839 | 298731.5841 | 0.13839
Assets LV circuits | 0.05199 | 0.0032177 | 0.00039196 | 0.003288 | 7097.3722 | 0.003288
Assets LV customer |  |  |  | 0 | 0 | 0
Transmission exit | 2.7274 | 0.035116 | 0.0026541 | 0.14023 | 302699.3394 | 0.14023
Operating 132kV | 1.4266 | 0.053558 | 0.0086825 | 0.083956 | 181223.5186 | 0.083956
Operating 132kV/EHV | 0.5643 | 0.021185 | 0.0034344 | 0.033209 | 71683.9381 | 0.033209
Operating EHV | 1.1842 | 0.073288 | 0.0089276 | 0.074891 | 161656.3091 | 0.074891
Operating EHV/HV | 0.74699 | 0.046231 | 0.0056315 | 0.047242 | 101973.3489 | 0.047242
Operating 132kV/HV | 0 | 0 | 0 | 0 | 0 | 0
Operating HV | 1.3561 | 0.083931 | 0.010224 | 0.085766 | 185130.6441 | 0.085766
Operating HV/LV | 1.2313 | 0.076202 | 0.0092825 | 0.077869 | 168083.8888 | 0.077869
Operating LV circuits | 0.68257 | 0.042244 | 0.0051459 | 0.043167 | 93179.2719 | 0.043167
Operating LV customer | 1.7272 | 1.7272 | 1.7272 | 1.7272 | 3728355.9533 | 1.7272
Adder | 0.57451 | 0.57451 | 0.57451 | 0.57451 | 1240115.2308 | 0.57451
Rounding | 0.00020939 | 0.00044289 | 0.00046719 | 0.00045138 | 974.3268 | 0.00045138
Total | 26.83 | 3.515 | 2.459 | 3.7902 | 8181403.6745 | 3.7902
LV Generation NHH or Aggregate HH
| Rate 1 units (MWh) | MPANs | MWh/year | MWh/MPAN/year
LV Generation NHH or Aggregate HH | 3259.8693 | 270.0656 | 3259.8693 | 12.0707
| Unit rate 1 p/kWh | Fixed charge p/MPAN/day | Revenue (£/year) | Average p/kWh | Average £/MPAN/year
Assets 132kV | -0.13631 |  | -4443.5818 | -0.13631 | -16.4537
Assets 132kV/EHV | -0.053919 |  | -1757.6827 | -0.053919 | -6.5084
Assets EHV | -0.13615 |  | -4438.2676 | -0.13615 | -16.434
Assets EHV/HV | -0.085883 |  | -2799.6743 | -0.085883 | -10.3666
Assets 132kV/HV | 0 |  | 0 | 0 | 0
Assets HV | -0.10914 |  | -3557.9282 | -0.10914 | -13.1743
Assets HV/LV | -0.099093 |  | -3230.3156 | -0.099093 | -11.9612
Assets LV circuits | 0 |  | 0 | 0 | 0
Assets LV customer |  | 0 | 0 | 0 | 0
Assets HV customer |  | 0 | 0 | 0 | 0
Transmission exit | -0.076483 |  | -2493.2416 | -0.076483 | -9.232
Operating 132kV | -0.053688 |  | -1750.1536 | -0.053688 | -6.4805
Operating 132kV/EHV | -0.021237 |  | -692.2827 | -0.021237 | -2.5634
Operating EHV | -0.053624 |  | -1748.0606 | -0.053624 | -6.4727
Operating EHV/HV | -0.033826 |  | -1102.6825 | -0.033826 | -4.083
Operating 132kV/HV | 0 |  | 0 | 0 | 0
Operating HV | -0.06141 |  | -2001.8988 | -0.06141 | -7.4126
Operating HV/LV | -0.055756 |  | -1817.5648 | -0.055756 | -6.7301
Operating LV circuits | 0 |  | 0 | 0 | 0
Operating LV customer |  | 0 | 0 | 0 | 0
Operating HV customer |  | 0 | 0 | 0 | 0
Adder | 0 |  | 0 | 0 | 0
Rounding | -0.0004782 | 0 | -15.5886 | -0.0004782 | -0.057721
Total | -0.977 | 0 | -31848.9235 | -0.977 | -117.9303
LV Sub Generation NHH
| Rate 1 units (MWh) | MPANs | MWh/year | MWh/MPAN/year
LV Sub Generation NHH | 0.95981 | 0.01 | 0.95981 | 95.9814
| Unit rate 1 p/kWh | Fixed charge p/MPAN/day | Revenue (£/year) | Average p/kWh | Average £/MPAN/year
Assets 132kV | -0.12962 |  | -1.2441 | -0.12962 | -124.4118
Assets 132kV/EHV | -0.051272 |  | -0.49212 | -0.051272 | -49.2118
Assets EHV | -0.12947 |  | -1.2426 | -0.12947 | -124.263
Assets EHV/HV | -0.081667 |  | -0.78386 | -0.081667 | -78.3855
Assets 132kV/HV | 0 |  | 0 | 0 | 0
Assets HV | -0.10379 |  | -0.99615 | -0.10379 | -99.6152
Assets HV/LV | 0 |  | 0 | 0 | 0
Assets LV circuits | 0 |  | 0 | 0 | 0
Assets LV customer |  | 0 | 0 | 0 | 0
Assets HV customer |  | 0 | 0 | 0 | 0
Transmission exit | -0.072729 |  | -0.69806 | -0.072729 | -69.806
Operating 132kV | -0.051053 |  | -0.49001 | -0.051053 | -49.001
Operating 132kV/EHV | -0.020194 |  | -0.19383 | -0.020194 | -19.3826
Operating EHV | -0.050991 |  | -0.48942 | -0.050991 | -48.9424
Operating EHV/HV | -0.032166 |  | -0.30873 | -0.032166 | -30.873
Operating 132kV/HV | 0 |  | 0 | 0 | 0
Operating HV | -0.058396 |  | -0.56049 | -0.058396 | -56.0494
Operating HV/LV | 0 |  | 0 | 0 | 0
Operating LV circuits | 0 |  | 0 | 0 | 0
Operating LV customer |  | 0 | 0 | 0 | 0
Operating HV customer |  | 0 | 0 | 0 | 0
Adder | 0 |  | 0 | 0 | 0
Rounding | 0.00034038 | 0 | 0.003267 | 0.00034038 | 0.3267
Total | -0.781 | 0 | -7.4961 | -0.781 | -749.6149
LV Generation Intermittent
| Rate 1 units (MWh) | MPANs | Reactive power units (MVArh) | MWh/year | MWh/MPAN/year
LV Generation Intermittent | 20683.7353 | 215.4973 | 1784.4707 | 20683.7353 | 95.9814
| Unit rate 1 p/kWh | Fixed charge p/MPAN/day | Reactive power charge p/kVArh | Revenue (£/year) | Average p/kWh | Average £/MPAN/year
Assets 132kV | -0.13631 |  | 0.021056 | -27818.6001 | -0.1345 | -129.0903
Assets 132kV/EHV | -0.053919 |  | 0.0060645 | -11044.2045 | -0.053396 | -51.2499
Assets EHV | -0.13615 |  | 0.015313 | -27887.3631 | -0.13483 | -129.4094
Assets EHV/HV | -0.085883 |  | 0.010277 | -17580.4341 | -0.084996 | -81.5808
Assets 132kV/HV | 0 |  | 0 | 0 | 0 | 0
Assets HV | -0.10914 |  | 0.01306 | -22341.8568 | -0.10802 | -103.6758
Assets HV/LV | -0.099093 |  | 0.011857 | -20284.6276 | -0.09807 | -94.1294
Assets LV circuits | 0 |  | 0.00028171 | 5.027 | 2.4304e-05 | 0.023328
Assets LV customer |  | 0 |  | 0 | 0 | 0
Assets HV customer |  | 0 |  | 0 | 0 | 0
Transmission exit | -0.076483 |  | 0.011814 | -15608.6902 | -0.075464 | -72.431
Operating 132kV | -0.053688 |  | 0.0082932 | -10956.6618 | -0.052972 | -50.8436
Operating 132kV/EHV | -0.021237 |  | 0.0023886 | -4349.8815 | -0.02103 | -20.1853
Operating EHV | -0.053624 |  | 0.0060313 | -10983.7449 | -0.053103 | -50.9693
Operating EHV/HV | -0.033826 |  | 0.0040476 | -6924.2475 | -0.033477 | -32.1315
Operating 132kV/HV | 0 |  | 0 | 0 | 0 | 0
Operating HV | -0.06141 |  | 0.0073483 | -12570.8374 | -0.060776 | -58.3341
Operating HV/LV | -0.055756 |  | 0.0066716 | -11413.3198 | -0.05518 | -52.9627
Operating LV circuits | 0 |  | 0.0036985 | 65.9985 | 0.00031908 | 0.30626
Operating LV customer |  | 0 |  | 0 | 0 | 0
Operating HV customer |  | 0 |  | 0 | 0 | 0
Adder | 0 |  |  | 0 | 0 | 0
Rounding | -0.0004782 | 0 | -0.00020281 | -102.528 | -0.00049569 | -0.47577
Total | -0.977 | 0 | 0.128 | -199795.9718 | -0.96596 | -927.1392
LV Generation Intermittent no RP charge
| Rate 1 units (MWh) | MPANs | MWh/year | MWh/MPAN/year
LV Generation Intermittent no RP charge | 0 | 0 | 0
| Unit rate 1 p/kWh | Fixed charge p/MPAN/day | Revenue (£/year) | Average p/kWh | Average £/MPAN/year
Assets 132kV | -0.13631 |  | 0
Assets 132kV/EHV | -0.053919 |  | 0
Assets EHV | -0.13615 |  | 0
Assets EHV/HV | -0.085883 |  | 0
Assets 132kV/HV | 0 |  | 0
Assets HV | -0.10914 |  | 0
Assets HV/LV | -0.099093 |  | 0
Assets LV circuits | 0 |  | 0
Assets LV customer |  | 0 | 0
Assets HV customer |  | 0 | 0
Transmission exit | -0.076483 |  | 0
Operating 132kV | -0.053688 |  | 0
Operating 132kV/EHV | -0.021237 |  | 0
Operating EHV | -0.053624 |  | 0
Operating EHV/HV | -0.033826 |  | 0
Operating 132kV/HV | 0 |  | 0
Operating HV | -0.06141 |  | 0
Operating HV/LV | -0.055756 |  | 0
Operating LV circuits | 0 |  | 0
Operating LV customer |  | 0 | 0
Operating HV customer |  | 0 | 0
Adder | 0 |  | 0
Rounding | -0.0004782 | 0 | 0
Total | -0.977 | 0 | 0 | 0 | 0
LV Generation Non-Intermittent
| Rate 1 units (MWh) | Rate 2 units (MWh) | Rate 3 units (MWh) | MPANs | Reactive power units (MVArh) | MWh/year | MWh/MPAN/year
LV Generation Non-Intermittent | 502.1255 | 1708.6279 | 3789.2693 | 20 | 830.0595 | 6000.0227 | 300.0011
| Unit rate 1 p/kWh | Unit rate 2 p/kWh | Unit rate 3 p/kWh | Fixed charge p/MPAN/day | Reactive power charge p/kVArh | Average unit rate (p/kWh) | Revenue (£/year) | Average p/kWh | Average £/MPAN/year
Assets 132kV | -1.018 | -0.11788 | -0.017933 |  | 0.021056 | -0.12718 | -7630.6429 | -0.12718 | -381.5321
Assets 132kV/EHV | -0.40269 | -0.046626 | -0.0070935 |  | 0.0060645 | -0.050619 | -3037.1377 | -0.050619 | -151.8569
Assets EHV | -0.85753 | -0.16591 | -0.018439 |  | 0.015313 | -0.12854 | -7712.3027 | -0.12854 | -385.6151
Assets EHV/HV | -0.54093 | -0.10466 | -0.011631 |  | 0.010277 | -0.080997 | -4859.8257 | -0.080997 | -242.9913
Assets 132kV/HV | 0 | 0 | 0 |  | 0 | 0 | 0 | 0 | 0
Assets HV | -0.68744 | -0.133 | -0.014782 |  | 0.01306 | -0.10293 | -6176.0437 | -0.10293 | -308.8022
Assets HV/LV | -0.62414 | -0.12076 | -0.013421 |  | 0.011857 | -0.093456 | -5607.3561 | -0.093456 | -280.3678
Assets LV circuits | 0 | 0 | 0 |  | 0.00028171 | 3.8973e-05 | 2.3384 | 3.8973e-05 | 0.11692
Assets LV customer |  |  |  | 0 |  | 0 | 0 | 0 | 0
Assets HV customer |  |  |  | 0 |  | 0 | 0 | 0 | 0
Transmission exit | -0.74177 | -0.030329 | -0.0021591 |  | 0.011814 | -0.070443 | -4226.5892 | -0.070443 | -211.3295
Operating 132kV | -0.40097 | -0.046427 | -0.0070631 |  | 0.0082932 | -0.05009 | -3005.4127 | -0.05009 | -150.2706
Operating 132kV/EHV | -0.1586 | -0.018364 | -0.0027938 |  | 0.0023886 | -0.019937 | -1196.2101 | -0.019937 | -59.8105
Operating EHV | -0.33775 | -0.065346 | -0.0072624 |  | 0.0060313 | -0.050626 | -3037.5753 | -0.050626 | -151.8788
Operating EHV/HV | -0.21305 | -0.041221 | -0.0045812 |  | 0.0040476 | -0.031901 | -1914.0958 | -0.031901 | -95.7048
Operating 132kV/HV | 0 | 0 | 0 |  | 0 | 0 | 0 | 0 | 0
Operating HV | -0.38679 | -0.074835 | -0.008317 |  | 0.0073483 | -0.057917 | -3475.004 | -0.057917 | -173.7502
Operating HV/LV | -0.35118 | -0.067945 | -0.0075512 |  | 0.0066716 | -0.052584 | -3155.027 | -0.052584 | -157.7514
Operating LV circuits | 0 | 0 | 0 |  | 0.0036985 | 0.00051166 | 30.6997 | 0.00051166 | 1.535
Operating LV customer |  |  |  | 0 |  | 0 | 0 | 0 | 0
Operating HV customer |  |  |  | 0 |  | 0 | 0 | 0 | 0
Adder | 0 | 0 | 0 |  |  | 0 | 0 | 0 | 0
Rounding | -0.00010879 | 0.00029847 | 2.6601e-05 | 0 | -0.00020281 | 6.4634e-05 | 3.878 | 6.4634e-05 | 0.1939
Total | -6.721 | -1.033 | -0.123 | 0 | 0.128 | -0.9166 | -54996.3066 | -0.9166 | -2749.8153
LV Generation Non-Intermittent no RP charge
| Rate 1 units (MWh) | Rate 2 units (MWh) | Rate 3 units (MWh) | MPANs | MWh/year | MWh/MPAN/year
LV Generation Non-Intermittent no RP charge | 0 | 0 | 0 | 0 | 0
| Unit rate 1 p/kWh | Unit rate 2 p/kWh | Unit rate 3 p/kWh | Fixed charge p/MPAN/day | Average unit rate (p/kWh) | Revenue (£/year) | Average p/kWh | Average £/MPAN/year
Assets 132kV | -1.018 | -0.11788 | -0.017933 |  | 0 | 0
Assets 132kV/EHV | -0.40269 | -0.046626 | -0.0070935 |  | 0 | 0
Assets EHV | -0.85753 | -0.16591 | -0.018439 |  | 0 | 0
Assets EHV/HV | -0.54093 | -0.10466 | -0.011631 |  | 0 | 0
Assets 132kV/HV | 0 | 0 | 0 |  | 0 | 0
Assets HV | -0.68744 | -0.133 | -0.014782 |  | 0 | 0
Assets HV/LV | -0.62414 | -0.12076 | -0.013421 |  | 0 | 0
Assets LV circuits | 0 | 0 | 0 |  | 0 | 0
Assets LV customer |  |  |  | 0 | 0 | 0
Assets HV customer |  |  |  | 0 | 0 | 0
Transmission exit | -0.74177 | -0.030329 | -0.0021591 |  | 0 | 0
Operating 132kV | -0.40097 | -0.046427 | -0.0070631 |  | 0 | 0
Operating 132kV/EHV | -0.1586 | -0.018364 | -0.0027938 |  | 0 | 0
Operating EHV | -0.33775 | -0.065346 | -0.0072624 |  | 0 | 0
Operating EHV/HV | -0.21305 | -0.041221 | -0.0045812 |  | 0 | 0
Operating 132kV/HV | 0 | 0 | 0 |  | 0 | 0
Operating HV | -0.38679 | -0.074835 | -0.008317 |  | 0 | 0
Operating HV/LV | -0.35118 | -0.067945 | -0.0075512 |  | 0 | 0
Operating LV circuits | 0 | 0 | 0 |  | 0 | 0
Operating LV customer |  |  |  | 0 | 0 | 0
Operating HV customer |  |  |  | 0 | 0 | 0
Adder | 0 | 0 | 0 |  | 0 | 0
Rounding | -0.00010879 | 0.00029847 | 2.6601e-05 | 0 | 0 | 0
Total | -6.721 | -1.033 | -0.123 | 0 | 0 | 0 | 0 | 0
LV Sub Generation Intermittent
| Rate 1 units (MWh) | MPANs | Reactive power units (MVArh) | MWh/year | MWh/MPAN/year
LV Sub Generation Intermittent | 4182.5824 | 50.4973 | 228.4576 | 4182.5824 | 82.8279
| Unit rate 1 p/kWh | Fixed charge p/MPAN/day | Reactive power charge p/kVArh | Revenue (£/year) | Average p/kWh | Average £/MPAN/year
Assets 132kV | -0.12962 |  | 0.020023 | -5375.7502 | -0.12853 | -106.4563
Assets 132kV/EHV | -0.051272 |  | 0.0057668 | -2131.3262 | -0.050957 | -42.2068
Assets EHV | -0.12947 |  | 0.014562 | -5381.7427 | -0.12867 | -106.5749
Assets EHV/HV | -0.081667 |  | 0.0097722 | -3393.4813 | -0.081134 | -67.2013
Assets 132kV/HV | 0 |  | 0 | 0 | 0 | 0
Assets HV | -0.10379 |  | 0.012419 | -4312.5598 | -0.10311 | -85.4018
Assets HV/LV | 0 |  | 0.00048323 | 1.104 | 2.6394e-05 | 0.021862
Assets LV circuits | 0 |  | 0 | 0 | 0 | 0
Assets LV customer |  | 0 |  | 0 | 0 | 0
Assets HV customer |  | 0 |  | 0 | 0 | 0
Transmission exit | -0.072729 |  | 0.011234 | -3016.2704 | -0.072115 | -59.7314
Operating 132kV | -0.051053 |  | 0.0078861 | -2117.2984 | -0.050622 | -41.929
Operating 132kV/EHV | -0.020194 |  | 0.0022713 | -839.4463 | -0.02007 | -16.6236
Operating EHV | -0.050991 |  | 0.0057352 | -2119.6586 | -0.050678 | -41.9757
Operating EHV/HV | -0.032166 |  | 0.0038489 | -1336.56 | -0.031955 | -26.468
Operating 132kV/HV | 0 |  | 0 | 0 | 0 | 0
Operating HV | -0.058396 |  | 0.0069876 | -2426.4988 | -0.058014 | -48.0521
Operating HV/LV | 0 |  | 0.0063441 | 14.4937 | 0.00034652 | 0.28702
Operating LV circuits | 0 |  | 0 | 0 | 0 | 0
Operating LV customer |  | 0 |  | 0 | 0 | 0
Operating HV customer |  | 0 |  | 0 | 0 | 0
Adder | 0 |  |  | 0 | 0 | 0
Rounding | 0.00034038 | 0 | -0.00033299 | 13.476 | 0.00032219 | 0.26687
Total | -0.781 | 0 | 0.107 | -32421.5189 | -0.77516 | -642.045
LV Sub Generation Intermittent no RP charge
| Rate 1 units (MWh) | MPANs | MWh/year | MWh/MPAN/year
LV Sub Generation Intermittent no RP charge | 0 | 0 | 0
| Unit rate 1 p/kWh | Fixed charge p/MPAN/day | Revenue (£/year) | Average p/kWh | Average £/MPAN/year
Assets 132kV | -0.12962 |  | 0
Assets 132kV/EHV | -0.051272 |  | 0
Assets EHV | -0.12947 |  | 0
Assets EHV/HV | -0.081667 |  | 0
Assets 132kV/HV | 0 |  | 0
Assets HV | -0.10379 |  | 0
Assets HV/LV | 0 |  | 0
Assets LV circuits | 0 |  | 0
Assets LV customer |  | 0 | 0
Assets HV customer |  | 0 | 0
Transmission exit | -0.072729 |  | 0
Operating 132kV | -0.051053 |  | 0
Operating 132kV/EHV | -0.020194 |  | 0
Operating EHV | -0.050991 |  | 0
Operating EHV/HV | -0.032166 |  | 0
Operating 132kV/HV | 0 |  | 0
Operating HV | -0.058396 |  | 0
Operating HV/LV | 0 |  | 0
Operating LV circuits | 0 |  | 0
Operating LV customer |  | 0 | 0
Operating HV customer |  | 0 | 0
Adder | 0 |  | 0
Rounding | 0.00034038 | 0 | 0
Total | -0.781 | 0 | 0 | 0 | 0
LV Sub Generation Non-Intermittent
| Rate 1 units (MWh) | Rate 2 units (MWh) | Rate 3 units (MWh) | MPANs | Reactive power units (MVArh) | MWh/year | MWh/MPAN/year
LV Sub Generation Non-Intermittent | 158.87 | 430.7037 | 1007.877 | 12 | 227.4731 | 1597.4508 | 133.1209
| Unit rate 1 p/kWh | Unit rate 2 p/kWh | Unit rate 3 p/kWh | Fixed charge p/MPAN/day | Reactive power charge p/kVArh | Average unit rate (p/kWh) | Revenue (£/year) | Average p/kWh | Average £/MPAN/year
Assets 132kV | -0.96807 | -0.11209 | -0.017053 |  | 0.020023 | -0.13441 | -2147.0694 | -0.13441 | -178.9224
Assets 132kV/EHV | -0.38292 | -0.044338 | -0.0067453 |  | 0.0057668 | -0.053472 | -854.1829 | -0.053472 | -71.1819
Assets EHV | -0.81544 | -0.15777 | -0.017534 |  | 0.014562 | -0.13262 | -2118.5993 | -0.13262 | -176.5499
Assets EHV/HV | -0.51438 | -0.099521 | -0.01106 |  | 0.0097722 | -0.083576 | -1335.0851 | -0.083576 | -111.2571
Assets 132kV/HV | 0 | 0 | 0 |  | 0 | 0 | 0 | 0 | 0
Assets HV | -0.6537 | -0.12647 | -0.014056 |  | 0.012419 | -0.10621 | -1696.6749 | -0.10621 | -141.3896
Assets HV/LV | 0 | 0 | 0 |  | 0.00048323 | 6.881e-05 | 1.0992 | 6.881e-05 | 0.091601
Assets LV circuits | 0 | 0 | 0 |  | 0 | 0 | 0 | 0 | 0
Assets LV customer |  |  |  | 0 |  | 0 | 0 | 0 | 0
Assets HV customer |  |  |  | 0 |  | 0 | 0 | 0 | 0
Transmission exit | -0.70536 | -0.02884 | -0.0020531 |  | 0.011234 | -0.077621 | -1239.9639 | -0.077621 | -103.3303
Operating 132kV | -0.38128 | -0.044148 | -0.0067164 |  | 0.0078861 | -0.052937 | -845.6469 | -0.052937 | -70.4706
Operating 132kV/EHV | -0.15082 | -0.017463 | -0.0026567 |  | 0.0022713 | -0.02106 | -336.4293 | -0.02106 | -28.0358
Operating EHV | -0.32117 | -0.062139 | -0.0069059 |  | 0.0057352 | -0.052235 | -834.4336 | -0.052235 | -69.5361
Operating EHV/HV | -0.2026 | -0.039197 | -0.0043563 |  | 0.0038489 | -0.032917 | -525.838 | -0.032917 | -43.8198
Operating 132kV/HV | 0 | 0 | 0 |  | 0 | 0 | 0 | 0 | 0
Operating HV | -0.36781 | -0.071162 | -0.0079087 |  | 0.0069876 | -0.059761 | -954.6487 | -0.059761 | -79.5541
Operating HV/LV | 0 | 0 | 0 |  | 0.0063441 | 0.00090339 | 14.4312 | 0.00090339 | 1.2026
Operating LV circuits | 0 | 0 | 0 |  | 0 | 0 | 0 | 0 | 0
Operating LV customer |  |  |  | 0 |  | 0 | 0 | 0 | 0
Operating HV customer |  |  |  | 0 |  | 0 | 0 | 0 | 0
Adder | 0 | 0 | 0 |  |  | 0 | 0 | 0 | 0
Rounding | -0.00045059 | 0.00014009 | 4.5502e-05 | 0 | -0.00033299 | -2.575e-05 | -0.41134 | -2.575e-05 | -0.034279
Total | -5.464 | -0.803 | -0.097 | 0 | 0.107 | -0.80587 | -12873.4528 | -0.80587 | -1072.7877
LV Sub Generation Non-Intermittent no RP charge
| Rate 1 units (MWh) | Rate 2 units (MWh) | Rate 3 units (MWh) | MPANs | MWh/year | MWh/MPAN/year
LV Sub Generation Non-Intermittent no RP charge | 0 | 0 | 0 | 0 | 0
| Unit rate 1 p/kWh | Unit rate 2 p/kWh | Unit rate 3 p/kWh | Fixed charge p/MPAN/day | Average unit rate (p/kWh) | Revenue (£/year) | Average p/kWh | Average £/MPAN/year
Assets 132kV | -0.96807 | -0.11209 | -0.017053 |  | 0 | 0
Assets 132kV/EHV | -0.38292 | -0.044338 | -0.0067453 |  | 0 | 0
Assets EHV | -0.81544 | -0.15777 | -0.017534 |  | 0 | 0
Assets EHV/HV | -0.51438 | -0.099521 | -0.01106 |  | 0 | 0
Assets 132kV/HV | 0 | 0 | 0 |  | 0 | 0
Assets HV | -0.6537 | -0.12647 | -0.014056 |  | 0 | 0
Assets HV/LV | 0 | 0 | 0 |  | 0 | 0
Assets LV circuits | 0 | 0 | 0 |  | 0 | 0
Assets LV customer |  |  |  | 0 | 0 | 0
Assets HV customer |  |  |  | 0 | 0 | 0
Transmission exit | -0.70536 | -0.02884 | -0.0020531 |  | 0 | 0
Operating 132kV | -0.38128 | -0.044148 | -0.0067164 |  | 0 | 0
Operating 132kV/EHV | -0.15082 | -0.017463 | -0.0026567 |  | 0 | 0
Operating EHV | -0.32117 | -0.062139 | -0.0069059 |  | 0 | 0
Operating EHV/HV | -0.2026 | -0.039197 | -0.0043563 |  | 0 | 0
Operating 132kV/HV | 0 | 0 | 0 |  | 0 | 0
Operating HV | -0.36781 | -0.071162 | -0.0079087 |  | 0 | 0
Operating HV/LV | 0 | 0 | 0 |  | 0 | 0
Operating LV circuits | 0 | 0 | 0 |  | 0 | 0
Operating LV customer |  |  |  | 0 | 0 | 0
Operating HV customer |  |  |  | 0 | 0 | 0
Adder | 0 | 0 | 0 |  | 0 | 0
Rounding | -0.00045059 | 0.00014009 | 4.5502e-05 | 0 | 0 | 0
Total | -5.464 | -0.803 | -0.097 | 0 | 0 | 0 | 0 | 0
HV Generation Intermittent
| Rate 1 units (MWh) | MPANs | Reactive power units (MVArh) | MWh/year | MWh/MPAN/year
HV Generation Intermittent | 405655.9582 | 186.9945 | 9680.922 | 405655.9582 | 2169.3466
| Unit rate 1 p/kWh | Fixed charge p/MPAN/day | Reactive power charge p/kVArh | Revenue (£/year) | Average p/kWh | Average £/MPAN/year
Assets 132kV | -0.12792 |  | 0.019759 | -516984.0475 | -0.12744 | -2764.7014
Assets 132kV/EHV | -0.050598 |  | 0.0056909 | -204701.5347 | -0.050462 | -1094.6926
Assets EHV | -0.12776 |  | 0.01437 | -516885.2146 | -0.12742 | -2764.1728
Assets EHV/HV | -0.034655 |  | 0.0041468 | -140178.6677 | -0.034556 | -749.6404
Assets 132kV/HV | 0 |  | 0 | 0 | 0 | 0
Assets HV | 0 |  | 0.0015757 | 152.5423 | 3.7604e-05 | 0.81576
Assets HV/LV | 0 |  | 0 | 0 | 0 | 0
Assets LV circuits | 0 |  | 0 | 0 | 0 | 0
Assets LV customer |  | 0 |  | 0 | 0 | 0
Assets HV customer |  | 0 |  | 0 | 0 | 0
Transmission exit | -0.071772 |  | 0.011087 | -290073.6854 | -0.071507 | -1551.2415
Operating 132kV | -0.050381 |  | 0.0077824 | -203619.8569 | -0.050195 | -1088.9081
Operating 132kV/EHV | -0.019928 |  | 0.0022414 | -80623.9523 | -0.019875 | -431.1567
Operating EHV | -0.050321 |  | 0.0056598 | -203580.9305 | -0.050186 | -1088.6999
Operating EHV/HV | -0.031742 |  | 0.0037982 | -128397.4676 | -0.031652 | -686.6375
Operating 132kV/HV | 0 |  | 0 | 0 | 0 | 0
Operating HV | 0 |  | 0.0068956 | 667.5609 | 0.00016456 | 3.5699
Operating HV/LV | 0 |  | 0 | 0 | 0 | 0
Operating LV circuits | 0 |  | 0 | 0 | 0 | 0
Operating LV customer |  | 0 |  | 0 | 0 | 0
Operating HV customer |  | 6.6787 |  | 4570.8734 | 0.0011268 | 24.4439
Adder | 0 |  |  | 0 | 0 | 0
Rounding | 7.5166e-05 | 0.0013422 | -6.8298e-06 | 305.1738 | 7.523e-05 | 1.632
Total | -0.565 | 6.68 | 0.083 | -2279349.2066 | -0.56189 | -12189.3894
HV Generation Intermittent no RP charge
| Rate 1 units (MWh) | MPANs | MWh/year | MWh/MPAN/year
HV Generation Intermittent no RP charge | 0 | 0 | 0
| Unit rate 1 p/kWh | Fixed charge p/MPAN/day | Revenue (£/year) | Average p/kWh | Average £/MPAN/year
Assets 132kV | -0.12792 |  | 0
Assets 132kV/EHV | -0.050598 |  | 0
Assets EHV | -0.12776 |  | 0
Assets EHV/HV | -0.034655 |  | 0
Assets 132kV/HV | 0 |  | 0
Assets HV | 0 |  | 0
Assets HV/LV | 0 |  | 0
Assets LV circuits | 0 |  | 0
Assets LV customer |  | 0 | 0
Assets HV customer |  | 0 | 0
Transmission exit | -0.071772 |  | 0
Operating 132kV | -0.050381 |  | 0
Operating 132kV/EHV | -0.019928 |  | 0
Operating EHV | -0.050321 |  | 0
Operating EHV/HV | -0.031742 |  | 0
Operating 132kV/HV | 0 |  | 0
Operating HV | 0 |  | 0
Operating HV/LV | 0 |  | 0
Operating LV circuits | 0 |  | 0
Operating LV customer |  | 0 | 0
Operating HV customer |  | 6.6787 | 0
Adder | 0 |  | 0
Rounding | 7.5166e-05 | 0.0013422 | 0
Total | -0.565 | 6.68 | 0 | 0 | 0
HV Generation Non-Intermittent
| Rate 1 units (MWh) | Rate 2 units (MWh) | Rate 3 units (MWh) | MPANs | Reactive power units (MVArh) | MWh/year | MWh/MPAN/year
HV Generation Non-Intermittent | 53031.0326 | 138554.4174 | 277588.8049 | 139.4973 | 20239.2002 | 469174.2548 | 3363.3222
| Unit rate 1 p/kWh | Unit rate 2 p/kWh | Unit rate 3 p/kWh | Fixed charge p/MPAN/day | Reactive power charge p/kVArh | Average unit rate (p/kWh) | Revenue (£/year) | Average p/kWh | Average £/MPAN/year
Assets 132kV | -0.95533 | -0.11062 | -0.016828 |  | 0.019759 | -0.14975 | -702599.8504 | -0.14975 | -5036.6567
Assets 132kV/EHV | -0.37789 | -0.043754 | -0.0066565 |  | 0.0056909 | -0.059327 | -278347.2199 | -0.059327 | -1995.3597
Assets EHV | -0.80471 | -0.15569 | -0.017303 |  | 0.01437 | -0.14655 | -687589.8921 | -0.14655 | -4929.0563
Assets EHV/HV | -0.21827 | -0.042231 | -0.0046934 |  | 0.0041468 | -0.039741 | -186455.252 | -0.039741 | -1336.623
Assets 132kV/HV | 0 | 0 | 0 |  | 0 | 0 | 0 | 0 | 0
Assets HV | 0 | 0 | 0 |  | 0.0015757 | 6.7972e-05 | 318.9092 | 6.7972e-05 | 2.2861
Assets HV/LV | 0 | 0 | 0 |  | 0 | 0 | 0 | 0 | 0
Assets LV circuits | 0 | 0 | 0 |  | 0 | 0 | 0 | 0 | 0
Assets LV customer |  |  |  | 0 |  | 0 | 0 | 0 | 0
Assets HV customer |  |  |  | 0 |  | 0 | 0 | 0 | 0
Transmission exit | -0.69608 | -0.028461 | -0.0020261 |  | 0.011087 | -0.087804 | -411954.5888 | -0.087804 | -2953.1373
Operating 132kV | -0.37627 | -0.043567 | -0.006628 |  | 0.0077824 | -0.058982 | -276726.6837 | -0.058982 | -1983.7427
Operating 132kV/EHV | -0.14884 | -0.017233 | -0.0026218 |  | 0.0022414 | -0.023367 | -109630.116 | -0.023367 | -785.8944
Operating EHV | -0.31694 | -0.061321 | -0.0068151 |  | 0.0056598 | -0.057722 | -270814.8465 | -0.057722 | -1941.3631
Operating EHV/HV | -0.19993 | -0.038682 | -0.004299 |  | 0.0037982 | -0.036401 | -170784.7746 | -0.036401 | -1224.2876
Operating 132kV/HV | 0 | 0 | 0 |  | 0 | 0 | 0 | 0 | 0
Operating HV | 0 | 0 | 0 |  | 0.0068956 | 0.00029746 | 1395.6211 | 0.00029746 | 10.0046
Operating HV/LV | 0 | 0 | 0 |  | 0 | 0 | 0 | 0 | 0
Operating LV circuits | 0 | 0 | 0 |  | 0 | 0 | 0 | 0 | 0
Operating LV customer |  |  |  | 0 |  | 0 | 0 | 0 | 0
Operating HV customer |  |  |  | 6.6787 |  | 0 | 3409.8555 | 0.00072678 | 24.4439
Adder | 0 | 0 | 0 |  |  | 0 | 0 | 0 | 0
Rounding | 0.00026959 | -0.00044274 | -0.00012851 | 0.0013422 | -6.8298e-06 | -0.0001766 | -827.8877 | -0.00017646 | -5.9348
Total | -4.094 | -0.542 | -0.068 | 6.68 | 0.083 | -0.65946 | -3090606.726 | -0.65873 | -22155.3209
HV Generation Non-Intermittent no RP charge
| Rate 1 units (MWh) | Rate 2 units (MWh) | Rate 3 units (MWh) | MPANs | MWh/year | MWh/MPAN/year
HV Generation Non-Intermittent no RP charge | 0 | 0 | 0 | 0 | 0
| Unit rate 1 p/kWh | Unit rate 2 p/kWh | Unit rate 3 p/kWh | Fixed charge p/MPAN/day | Average unit rate (p/kWh) | Revenue (£/year) | Average p/kWh | Average £/MPAN/year
Assets 132kV | -0.95533 | -0.11062 | -0.016828 |  | 0 | 0
Assets 132kV/EHV | -0.37789 | -0.043754 | -0.0066565 |  | 0 | 0
Assets EHV | -0.80471 | -0.15569 | -0.017303 |  | 0 | 0
Assets EHV/HV | -0.21827 | -0.042231 | -0.0046934 |  | 0 | 0
Assets 132kV/HV | 0 | 0 | 0 |  | 0 | 0
Assets HV | 0 | 0 | 0 |  | 0 | 0
Assets HV/LV | 0 | 0 | 0 |  | 0 | 0
Assets LV circuits | 0 | 0 | 0 |  | 0 | 0
Assets LV customer |  |  |  | 0 | 0 | 0
Assets HV customer |  |  |  | 0 | 0 | 0
Transmission exit | -0.69608 | -0.028461 | -0.0020261 |  | 0 | 0
Operating 132kV | -0.37627 | -0.043567 | -0.006628 |  | 0 | 0
Operating 132kV/EHV | -0.14884 | -0.017233 | -0.0026218 |  | 0 | 0
Operating EHV | -0.31694 | -0.061321 | -0.0068151 |  | 0 | 0
Operating EHV/HV | -0.19993 | -0.038682 | -0.004299 |  | 0 | 0
Operating 132kV/HV | 0 | 0 | 0 |  | 0 | 0
Operating HV | 0 | 0 | 0 |  | 0 | 0
Operating HV/LV | 0 | 0 | 0 |  | 0 | 0
Operating LV circuits | 0 | 0 | 0 |  | 0 | 0
Operating LV customer |  |  |  | 0 | 0 | 0
Operating HV customer |  |  |  | 6.6787 | 0 | 0
Adder | 0 | 0 | 0 |  | 0 | 0
Rounding | 0.00026959 | -0.00044274 | -0.00012851 | 0.0013422 | 0 | 0
Total | -4.094 | -0.542 | -0.068 | 6.68 | 0 | 0 | 0 | 0

## M-Rev
Revenue matrix for Electricity North West in 2019/20 (Version 1)
This sheet is for information only. It can be deleted without affecting any calculations elsewhere in the model.
3901. Revenue matrix by tariff
Revenue matrix by tariff, charging element and network level
| Assets 132kV | Assets 132kV/EHV | Assets EHV | Assets EHV/HV | Assets 132kV/HV | Assets HV | Assets HV/LV | Assets LV circuits | Assets LV customer | Assets HV customer | Transmission exit | Operating 132kV | Operating 132kV/EHV | Operating EHV | Operating EHV/HV | Operating 132kV/HV | Operating HV | Operating HV/LV | Operating LV circuits | Operating LV customer | Operating HV customer | Adder | Rounding | Total net revenue by tariff (£/year)
Domestic Unrestricted | 16747081.4037 | 6624398.1817 | 16369096.273 | 10325681.5338 | 0 | 13122252.6742 | 11913960.9262 | 289721.454 | 0 | 0 | 9900064.2189 | 6596022.3249 | 2609092.1303 | 6447148.7211 | 4066883.3138 | 0 | 7383348.0512 | 6703492.3325 | 3803666.1084 | 22590670.1609 | 0 | 37603927.095 | 18830.0662 | 183115336.9699
Domestic Two Rate | 1613349.2637 | 638168.9843 | 1580143.7809 | 996760.0647 | 0 | 1266719.0424 | 1150080.0625 | 25144.5423 | 0 | 0 | 897452.9648 | 635435.3636 | 251349.878 | 622357.0188 | 392584.9216 | 0 | 712730.3372 | 647102.4144 | 330115.1567 | 1960614.4199 | 0 | 5393869.9956 | -1250.3215 | 19112727.8896
Domestic Off Peak (related MPAN) | 4731.0176 | 1871.3795 | 5315.752 | 3353.1944 | 0 | 4261.3617 | 3868.9773 | 0 |  |  | 1293.6237 | 1863.3634 | 737.0634 | 2093.6674 | 1320.6925 | 0 | 2397.6917 | 2176.9133 | 0 |  |  | 82037.4966 | 55.3128 | 117377.5072
Small Non Domestic Unrestricted | 3464276.1529 | 1370313.077 | 3543307.1868 | 2235130.2098 | 0 | 2840484.9866 | 2578934.2716 | 17154.4288 | 0 | 0 | 1929279.4332 | 1364443.2897 | 539712.8867 | 1395570.5322 | 880330.6324 | 0 | 1598223.248 | 1451059.4942 | 225215.353 | 1337595.2596 | 0 | 8626320.5753 | -3708.4346 | 35393642.5834
Small Non Domestic Two Rate | 1355813.3604 | 536299.2717 | 1372628.1255 | 865858.4843 | 0 | 1100364.54 | 999043.4158 | 4797.2113 | 0 | 0 | 751401.3013 | 534002.0137 | 211227.3705 | 540624.694 | 341027.8935 | 0 | 619129.5492 | 562120.3493 | 62981.1496 | 374056.5906 | 0 | 4180591.2023 | 1108.8055 | 14413075.3283
Small Non Domestic Off Peak (related MPAN) | 5080.1369 | 2009.4755 | 5635.1724 | 3554.6859 | 0 | 4517.4245 | 4101.4618 | 0 |  |  | 1006.2903 | 2000.8678 | 791.454 | 2219.4747 | 1400.0522 | 0 | 2541.7676 | 2307.7227 | 0 |  |  | 116296.395 | -23.2525 | 153439.1287
LV Medium Non-Domestic | 155.4061 | 61.4717 | 156.6443 | 98.8118 | 0 | 125.5736 | 114.0108 | 2.2282 | 0 | 0 | 88.1903 | 61.2084 | 24.2113 | 61.6961 | 38.9181 | 0 | 70.6551 | 64.1492 | 29.254 | 53.6957 | 0 | 467.4852 | 0.033244 | 1673.6432
LV Sub Medium Non-Domestic | 0.90067 | 0.35627 | 0.9112 | 0.57479 | 0 | 0.73046 | 0.022457 | 0 | 0 | 0 | 0.45206 | 0.35474 | 0.14032 | 0.35889 | 0.22639 | 0 | 0.411 | 0.29483 | 0 | 0.16509 | 0 | 2.4359 | -0.0012885 | 8.3338
HV Medium Non-Domestic | 3.7213 | 1.472 | 3.6628 | 0.87237 | 0 | 0.26754 | 0 | 0 | 0 | 0 | 1.8172 | 1.4657 | 0.57976 | 1.4426 | 0.79905 | 0 | 1.1708 | 0 | 0 | 0 | 0.36301 | 9.2309 | -0.0017192 | 26.8633
LV Network Domestic | 1476.5794 | 584.0689 | 1462.9363 | 922.8252 | 0 | 1172.7599 | 1064.7726 | 47.6716 | 0 | 0 | 847.5451 | 581.567 | 230.042 | 576.1936 | 363.4649 | 0 | 659.8634 | 599.1035 | 625.8666 | 3717.1365 | 0 | 3771.8716 | 0.44763 | 18704.7157
LV Network Non-Domestic Non-CT | 457758.2502 | 181068.7395 | 462111.9312 | 291501.776 | 0 | 370451.0881 | 336340.1009 | 501.4031 | 0 | 0 | 257547.3999 | 180293.1248 | 71315.9159 | 182007.87 | 114811.1827 | 0 | 208437.483 | 189244.6434 | 6582.7712 | 39096.2848 | 0 | 1241308.8657 | -342.6052 | 4590036.2251
LV HH Metered | 4899449.3962 | 1931376.4976 | 4925264.7383 | 3108679.3152 | 0 | 4695559.785 | 6968567.5753 | 198837.767 | 0 | 0 | 2768732.9177 | 1929702.0668 | 760693.8898 | 1939869.7234 | 1224387.5616 | 0 | 2638347.4974 | 3904357.048 | 1977439.6827 | 678048.2149 | 0 | 14041729.4704 | 26370.0263 | 58617413.1738
LV Sub HH Metered | 2204194.6679 | 869030.8813 | 2222355.3565 | 1402645.8573 | 0 | 3742022.9774 | 191406.1412 | 0 | 0 | 0 | 1237171.4971 | 868146.3287 | 342277.3769 | 875299.1158 | 552447.5081 | 0 | 2096584.9334 | 1903532.2361 | 0 | 358278.8435 | 0 | 7013330.6164 | -11846.5123 | 25866877.8253
HV HH Metered | 7066592.7388 | 2786034.1516 | 8837820.1333 | 4367867.1135 | 0 | 1454576.6429 | 0 | 0 | 0 | 0 | 3981394.2605 | 2783255.3233 | 1097310.213 | 3480872.7263 | 3948945.1355 | 0 | 5786300.2968 | 0 | 0 | 0 | 814329.2285 | 26549977.5374 | 23244.2244 | 72978519.7257
NHH UMS category A | 29157.9104 | 11533.5684 | 29141.5899 | 18382.6139 | 0 | 23361.2962 | 21210.1974 | 503.9195 | 0 |  | 16338.7497 | 11484.1639 | 4542.6228 | 11477.7359 | 7240.1948 | 0 | 13144.4337 | 11934.0996 | 6615.8078 | 301687.9654 |  | 100346.5993 | 32.3171 | 618135.7858
NHH UMS category B | 19533.1687 | 7726.45 | 17138.8498 | 10811.2447 | 0 | 13739.324 | 12474.2126 | 296.3668 | 0 |  | 13055.84 | 7693.3535 | 3043.1474 | 6750.3246 | 4258.1277 | 0 | 7730.5486 | 7018.7228 | 3890.9111 | 161020.0122 |  | 53558.0218 | 35.7759 | 349774.4023
NHH UMS category C | 1577.0403 | 623.8068 | 1371.9194 | 865.4114 | 0 | 1099.7964 | 998.5276 | 23.7234 | 0 |  | 1099.4961 | 621.1347 | 245.6932 | 540.3456 | 340.8518 | 0 | 618.8099 | 561.8301 | 311.4571 | 7103.2538 |  | 2362.6642 | -0.81359 | 20364.948
NHH UMS category D | 0.075228 | 0.029757 | 0.084758 | 0.053465 | 0 | 0.067946 | 0.061689 | 0.0014656 | 0 |  | 0.034019 | 0.029629 | 0.01172 | 0.033383 | 0.021058 | 0 | 0.03823 | 0.03471 | 0.019242 | 0.88791 |  | 0.29533 | 0.00013077 | 1.7797
LV UMS (Pseudo HH Metered) | 460120.4892 | 182003.1358 | 410439.9948 | 258906.9429 | 0 | 329028.3855 | 298731.5841 | 7097.3722 | 0 |  | 302699.3394 | 181223.5186 | 71683.9381 | 161656.3091 | 101973.3489 | 0 | 185130.6441 | 168083.8888 | 93179.2719 | 3728355.9533 |  | 1240115.2308 | 974.3268 | 8181403.6745
LV Generation NHH or Aggregate HH | -4443.5818 | -1757.6827 | -4438.2676 | -2799.6743 | 0 | -3557.9282 | -3230.3156 | 0 | 0 | 0 | -2493.2416 | -1750.1536 | -692.2827 | -1748.0606 | -1102.6825 | 0 | -2001.8988 | -1817.5648 | 0 | 0 | 0 | 0 | -15.5886 | -31848.9235
LV Sub Generation NHH | -1.2441 | -0.49212 | -1.2426 | -0.78386 | 0 | -0.99615 | 0 | 0 | 0 | 0 | -0.69806 | -0.49001 | -0.19383 | -0.48942 | -0.30873 | 0 | -0.56049 | 0 | 0 | 0 | 0 | 0 | 0.003267 | -7.4961
LV Generation Intermittent | -27818.6001 | -11044.2045 | -27887.3631 | -17580.4341 | 0 | -22341.8568 | -20284.6276 | 5.027 | 0 | 0 | -15608.6902 | -10956.6618 | -4349.8815 | -10983.7449 | -6924.2475 | 0 | -12570.8374 | -11413.3198 | 65.9985 | 0 | 0 | 0 | -102.528 | -199795.9718
LV Generation Intermittent no RP charge | 0 | 0 | 0 | 0 | 0 | 0 | 0 | 0 | 0 | 0 | 0 | 0 | 0 | 0 | 0 | 0 | 0 | 0 | 0 | 0 | 0 | 0 | 0 | 0
LV Generation Non-Intermittent | -7630.6429 | -3037.1377 | -7712.3027 | -4859.8257 | 0 | -6176.0437 | -5607.3561 | 2.3384 | 0 | 0 | -4226.5892 | -3005.4127 | -1196.2101 | -3037.5753 | -1914.0958 | 0 | -3475.004 | -3155.027 | 30.6997 | 0 | 0 | 0 | 3.878 | -54996.3066
LV Generation Non-Intermittent no RP charge | 0 | 0 | 0 | 0 | 0 | 0 | 0 | 0 | 0 | 0 | 0 | 0 | 0 | 0 | 0 | 0 | 0 | 0 | 0 | 0 | 0 | 0 | 0 | 0
LV Sub Generation Intermittent | -5375.7502 | -2131.3262 | -5381.7427 | -3393.4813 | 0 | -4312.5598 | 1.104 | 0 | 0 | 0 | -3016.2704 | -2117.2984 | -839.4463 | -2119.6586 | -1336.56 | 0 | -2426.4988 | 14.4937 | 0 | 0 | 0 | 0 | 13.476 | -32421.5189
LV Sub Generation Intermittent no RP charge | 0 | 0 | 0 | 0 | 0 | 0 | 0 | 0 | 0 | 0 | 0 | 0 | 0 | 0 | 0 | 0 | 0 | 0 | 0 | 0 | 0 | 0 | 0 | 0
LV Sub Generation Non-Intermittent | -2147.0694 | -854.1829 | -2118.5993 | -1335.0851 | 0 | -1696.6749 | 1.0992 | 0 | 0 | 0 | -1239.9639 | -845.6469 | -336.4293 | -834.4336 | -525.838 | 0 | -954.6487 | 14.4312 | 0 | 0 | 0 | 0 | -0.41134 | -12873.4528
LV Sub Generation Non-Intermittent no RP charge | 0 | 0 | 0 | 0 | 0 | 0 | 0 | 0 | 0 | 0 | 0 | 0 | 0 | 0 | 0 | 0 | 0 | 0 | 0 | 0 | 0 | 0 | 0 | 0
HV Generation Intermittent | -516984.0475 | -204701.5347 | -516885.2146 | -140178.6677 | 0 | 152.5423 | 0 | 0 | 0 | 0 | -290073.6854 | -203619.8569 | -80623.9523 | -203580.9305 | -128397.4676 | 0 | 667.5609 | 0 | 0 | 0 | 4570.8734 | 0 | 305.1738 | -2279349.2066
HV Generation Intermittent no RP charge | 0 | 0 | 0 | 0 | 0 | 0 | 0 | 0 | 0 | 0 | 0 | 0 | 0 | 0 | 0 | 0 | 0 | 0 | 0 | 0 | 0 | 0 | 0 | 0
HV Generation Non-Intermittent | -702599.8504 | -278347.2199 | -687589.8921 | -186455.252 | 0 | 318.9092 | 0 | 0 | 0 | 0 | -411954.5888 | -276726.6837 | -109630.116 | -270814.8465 | -170784.7746 | 0 | 1395.6211 | 0 | 0 | 0 | 3409.8555 | 0 | -827.8877 | -3090606.726
HV Generation Non-Intermittent no RP charge | 0 | 0 | 0 | 0 | 0 | 0 | 0 | 0 | 0 | 0 | 0 | 0 | 0 | 0 | 0 | 0 | 0 | 0 | 0 | 0 | 0 | 0 | 0 | 0
3902. Revenues by charging element and network level
Total net revenue by charging element and network level (£/year)
| Assets 132kV | Assets 132kV/EHV | Assets EHV | Assets EHV/HV | Assets 132kV/HV | Assets HV | Assets HV/LV | Assets LV circuits | Assets LV customer | Assets HV customer | Transmission exit | Operating 132kV | Operating 132kV/EHV | Operating EHV | Operating EHV/HV | Operating 132kV/HV | Operating HV | Operating HV/LV | Operating LV circuits | Operating LV customer | Operating HV customer | Adder | Rounding | Total net revenue (£/year)
Revenues by charging element and network level | 37063350.8931 | 14641231.2184 | 38531380.4184 | 23534418.3813 | 0 | 28932124.1164 | 24451776.2258 | 544135.4552 | 0 | 0 | 21330861.6438 | 14597808.6589 | 5766610.053 | 15176008.2441 | 11327368.8718 | 0 | 21236031.1642 | 15537298.2906 | 6510749.5078 | 31540298.8441 | 822310.3204 | 106250023.0848 | 52855.5089 | 417846640.9009

## CData
Additional calculations for tariff comparisons for Electricity North West in 2019/20 (Version 1)
This sheet is for information only. It can be deleted without affecting any calculations elsewhere in the model.
4001. Revenues under current tariffs (£)
Data sources:
x1 = 1201. Current revenues if known (£) (in Current tariff information)
x2 = 1010. Days in the charging year (in Financial and general assumptions)
x3 = 1201. Current Fixed charge p/MPAN/day (in Current tariff information)
x4 = 1053. MPANs by tariff (in Volume forecasts for the charging year)
x5 = 1201. Current Capacity charge p/kVA/day (in Current tariff information)
x6 = 1053. Import capacity (kVA) by tariff (in Volume forecasts for the charging year)
x7 = 1201. Current Exceeded capacity charge p/kVA/day (in Current tariff information)
x8 = 1053. Exceeded capacity (kVA) by tariff (in Volume forecasts for the charging year)
x9 = 1201. Current Unit rate 1 p/kWh (in Current tariff information)
x10 = 1053. Rate 1 units (MWh) by tariff (in Volume forecasts for the charging year)
x11 = 1201. Current Unit rate 2 p/kWh (in Current tariff information)
x12 = 1053. Rate 2 units (MWh) by tariff (in Volume forecasts for the charging year)
x13 = 1201. Current Unit rate 3 p/kWh (in Current tariff information)
x14 = 1053. Rate 3 units (MWh) by tariff (in Volume forecasts for the charging year)
x15 = 1201. Current Reactive power charge p/kVArh (in Current tariff information)
x16 = 1053. Reactive power units (MVArh) by tariff (in Volume forecasts for the charging year)
Calculation =IF(x1,x1,0.01*x2*(x3*x4+x5*x6+x7*x8)+10*(x9*x10+x11*x12+x13*x14+x15*x16))
Revenues under current tariffs (£)
Domestic Unrestricted | 165809908.2392
Domestic Two Rate | 17185782.4193
Domestic Off Peak (related MPAN) | 103811.9802
Small Non Domestic Unrestricted | 32122301.8203
Small Non Domestic Two Rate | 12929534.4431
Small Non Domestic Off Peak (related MPAN) | 135423.1888
LV Medium Non-Domestic | 20.004
LV Sub Medium Non-Domestic | 4.4354
HV Medium Non-Domestic | 12.8913
LV Network Domestic | 17145.8267
LV Network Non-Domestic Non-CT | 4166166.1908
LV HH Metered | 53562913.1219
LV Sub HH Metered | 24591408.9604
HV HH Metered | 67209488.3894
NHH UMS category A | 565037.9393
NHH UMS category B | 314438.7143
NHH UMS category C | 18629.4859
NHH UMS category D | 1.626
LV UMS (Pseudo HH Metered) | 7471978.1691
4002. All-the-way volumes
Data sources:
x1 = 1053. Rate 1 units (MWh) by tariff (in Volume forecasts for the charging year)
x2 = 1053. Rate 2 units (MWh) by tariff (in Volume forecasts for the charging year)
x3 = 1053. Rate 3 units (MWh) by tariff (in Volume forecasts for the charging year)
x4 = 1053. MPANs by tariff (in Volume forecasts for the charging year)
x5 = 1053. Import capacity (kVA) by tariff (in Volume forecasts for the charging year)
x6 = 1053. Exceeded capacity (kVA) by tariff (in Volume forecasts for the charging year)
x7 = 1053. Reactive power units (MVArh) by tariff (in Volume forecasts for the charging year)
x8 = 3802. All units (MWh) (in Revenue summary)
Kind: | Copy cells | Copy cells | Copy cells | Copy cells | Copy cells | Copy cells | Copy cells | Copy cells
Formula: | = x1 | = x2 | = x3 | = x4 | = x5 | = x6 | = x7 | = x8
| Rate 1 units (MWh) | Rate 2 units (MWh) | Rate 3 units (MWh) | MPANs | Import capacity (kVA) | Exceeded capacity (kVA) | Reactive power units (MVArh) | All units (MWh)
Domestic Unrestricted | 6432881.8467 | 0 | 0 | 2027175.5164 | 0 | 0 | 0 | 6432881.8467
Domestic Two Rate | 468570.0779 | 465777.1278 | 0 | 178282 | 0 | 0 | 0 | 934347.2057
Domestic Off Peak (related MPAN) | 14279.5021 | 0 | 0 | 4270 | 0 | 0 | 0 | 14279.5021
Small Non Domestic Unrestricted | 1494625.6412 | 0 | 0 | 121609.0109 | 0 | 0 | 0 | 1494625.6412
Small Non Domestic Two Rate | 531718.6143 | 195607.5639 | 0 | 34183.401 | 0 | 0 | 0 | 727326.1782
Small Non Domestic Off Peak (related MPAN) | 20242.6291 | 0 | 0 | 3655 | 0 | 0 | 0 | 20242.6291
LV Medium Non-Domestic | 0.90604 | 0.092105 | 0 | 0.001 | 0 | 0 | 0 | 0.99814
LV Sub Medium Non-Domestic | 0.13596 | 0.28804 | 0 | 0.001 | 0 | 0 | 0 | 0.424
HV Medium Non-Domestic | 0.45302 | 1.1537 | 0 | 0.001 | 0 | 0 | 0 | 1.6067
LV Network Domestic | 68.8643 | 206.5997 | 381.0705 | 339.8033 | 0 | 0 | 0 | 656.5345
LV Network Non-Domestic Non-CT | 22435.9649 | 80597.1045 | 113029.9906 | 3574 | 0 | 0 | 0 | 216063.0601
LV HH Metered | 259213.745 | 926903.165 | 1194700.3141 | 12971.0847 | 1247153.1998 | 12471.532 | 199567.5775 | 2380817.2241
LV Sub HH Metered | 126109.0749 | 462200.7154 | 623163.7147 | 2163.4891 | 650266.427 | 6502.6643 | 97083.8447 | 1211473.505
HV HH Metered | 457655.8379 | 1565462.3165 | 2576162.9164 | 2232.9262 | 1816038.3076 | 18160.3831 | 366046.3577 | 4599281.0708
NHH UMS category A | 17466.3969 | 0 | 0 | 203.5027 | 0 | 0 | 0 | 17466.3969
NHH UMS category B | 9156.6312 | 0 | 0 | 326 | 0 | 0 | 0 | 9156.6312
NHH UMS category C | 411.2469 | 0 | 0 | 8 | 0 | 0 | 0 | 411.2469
NHH UMS category D | 0.051406 | 0 | 0 | 0.001 | 0 | 0 | 0 | 0.051406
LV UMS (Pseudo HH Metered) | 10560.7065 | 28387.5181 | 176907.0706 | 25 | 0 | 0 | 0 | 215855.2952
LV Generation NHH or Aggregate HH | 3259.8693 | 0 | 0 | 270.0656 | 0 | 0 | 0 | 3259.8693
LV Sub Generation NHH | 0.95981 | 0 | 0 | 0.01 | 0 | 0 | 0 | 0.95981
LV Generation Intermittent | 20683.7353 | 0 | 0 | 215.4973 | 0 | 0 | 1784.4707 | 20683.7353
LV Generation Intermittent no RP charge | 0 | 0 | 0 | 0 | 0 | 0 | 0 | 0
LV Generation Non-Intermittent | 502.1255 | 1708.4349 | 3787.8782 | 20 | 0 | 0 | 829.1005 | 5998.4386
LV Generation Non-Intermittent no RP charge | 0 | 0 | 0 | 0 | 0 | 0 | 0 | 0
LV Sub Generation Intermittent | 4182.5824 | 0 | 0 | 50.4973 | 0 | 0 | 228.4576 | 4182.5824
LV Sub Generation Intermittent no RP charge | 0 | 0 | 0 | 0 | 0 | 0 | 0 | 0
LV Sub Generation Non-Intermittent | 158.87 | 430.7037 | 1007.877 | 12 | 0 | 0 | 227.4731 | 1597.4508
LV Sub Generation Non-Intermittent no RP charge | 0 | 0 | 0 | 0 | 0 | 0 | 0 | 0
HV Generation Intermittent | 405655.9582 | 0 | 0 | 186.9945 | 0 | 0 | 9680.922 | 405655.9582
HV Generation Intermittent no RP charge | 0 | 0 | 0 | 0 | 0 | 0 | 0 | 0
HV Generation Non-Intermittent | 53031.0326 | 138554.4174 | 277588.8049 | 139.4973 | 0 | 0 | 20239.2002 | 469174.2548
HV Generation Non-Intermittent no RP charge | 0 | 0 | 0 | 0 | 0 | 0 | 0 | 0
4003. Normalised to
Normalised to
Domestic Unrestricted | = x1: MPAN
Domestic Two Rate | = x1: MPAN
Domestic Off Peak (related MPAN) | = x1: MPAN
Small Non Domestic Unrestricted | = x1: MPAN
Small Non Domestic Two Rate | = x1: MPAN
Small Non Domestic Off Peak (related MPAN) | = x1: MPAN
LV Medium Non-Domestic | = x1: MPAN
LV Sub Medium Non-Domestic | = x1: MPAN
HV Medium Non-Domestic | = x1: MPAN
LV Network Domestic | = x1: MPAN
LV Network Non-Domestic Non-CT | = x1: MPAN
LV HH Metered | = x1: kVA
LV Sub HH Metered | = x1: kVA
HV HH Metered | = x1: kVA
NHH UMS category A | = x1: MWh
NHH UMS category B | = x1: MWh
NHH UMS category C | = x1: MWh
NHH UMS category D | = x1: MWh
LV UMS (Pseudo HH Metered) | = x1: MWh
LV Generation NHH or Aggregate HH | = x1: MWh
LV Sub Generation NHH | = x1: MWh
LV Generation Intermittent | = x1: MWh
LV Generation Intermittent no RP charge | = x1: MWh
LV Generation Non-Intermittent | = x1: MWh
LV Generation Non-Intermittent no RP charge | = x1: MWh
LV Sub Generation Intermittent | = x1: MWh
LV Sub Generation Intermittent no RP charge | = x1: MWh
LV Sub Generation Non-Intermittent | = x1: MWh
LV Sub Generation Non-Intermittent no RP charge | = x1: MWh
HV Generation Intermittent | = x1: MWh
HV Generation Intermittent no RP charge | = x1: MWh
HV Generation Non-Intermittent | = x1: MWh
HV Generation Non-Intermittent no RP charge | = x1: MWh
4004. Normalised volumes for comparisons
Data sources:
x1 = 4002. Rate 1 units (MWh) by tariff (in Volume forecasts for the charging year) (in All-the-way volumes)
x2 = 4003. Normalised to
x3 = 4002. Import capacity (kVA) by tariff (in Volume forecasts for the charging year) (in All-the-way volumes)
x4 = 4002. MPANs by tariff (in Volume forecasts for the charging year) (in All-the-way volumes)
x5 = 4002. All units (MWh) (in Revenue summary) (in All-the-way volumes)
x6 = 4002. Rate 2 units (MWh) by tariff (in Volume forecasts for the charging year) (in All-the-way volumes)
x7 = 4002. Rate 3 units (MWh) by tariff (in Volume forecasts for the charging year) (in All-the-way volumes)
x8 = 4002. Exceeded capacity (kVA) by tariff (in Volume forecasts for the charging year) (in All-the-way volumes)
x9 = 4002. Reactive power units (MVArh) by tariff (in Volume forecasts for the charging year) (in All-the-way volumes)
x10 = 1010. Days in the charging year (in Financial and general assumptions)
x11 = 3607. Fixed charge p/MPAN/day (in Tariffs)
x12 = Normalised MPANs (in Normalised volumes for comparisons)
x13 = 3607. Capacity charge p/kVA/day (in Tariffs)
x14 = Normalised Import capacity (kVA) (in Normalised volumes for comparisons)
x15 = 3607. Exceeded capacity charge p/kVA/day (in Tariffs)
x16 = Normalised Exceeded capacity (kVA) (in Normalised volumes for comparisons)
x17 = 3607. Unit rate 1 p/kWh (in Tariffs)
x18 = Normalised Rate 1 units (MWh) (in Normalised volumes for comparisons)
x19 = 3607. Unit rate 2 p/kWh (in Tariffs)
x20 = Normalised Rate 2 units (MWh) (in Normalised volumes for comparisons)
x21 = 3607. Unit rate 3 p/kWh (in Tariffs)
x22 = Normalised Rate 3 units (MWh) (in Normalised volumes for comparisons)
x23 = 3607. Reactive power charge p/kVArh (in Tariffs)
x24 = Normalised Reactive power units (MVArh) (in Normalised volumes for comparisons)
Kind: | Calculation | Calculation | Calculation | Calculation | Calculation | Calculation | Calculation | Calculation
Formula: | =x1/IF(x2="kVA",IF(x3,x3,1),IF(x2="MPAN",IF(x4,x4,1),IF(x5,x5,1))) | =x6/IF(x2="kVA",IF(x3,x3,1),IF(x2="MPAN",IF(x4,x4,1),IF(x5,x5,1))) | =x7/IF(x2="kVA",IF(x3,x3,1),IF(x2="MPAN",IF(x4,x4,1),IF(x5,x5,1))) | =x4/IF(x2="kVA",IF(x3,x3,1),IF(x2="MPAN",IF(x4,x4,1),IF(x5,x5,1))) | =x3/IF(x2="kVA",IF(x3,x3,1),IF(x2="MPAN",IF(x4,x4,1),IF(x5,x5,1))) | =x8/IF(x2="kVA",IF(x3,x3,1),IF(x2="MPAN",IF(x4,x4,1),IF(x5,x5,1))) | =x9/IF(x2="kVA",IF(x3,x3,1),IF(x2="MPAN",IF(x4,x4,1),IF(x5,x5,1))) | =0.01*x10*(x11*x12+x13*x14+x15*x16)+10*(x17*x18+x19*x20+x21*x22+x23*x24)
| Normalised Rate 1 units (MWh) | Normalised Rate 2 units (MWh) | Normalised Rate 3 units (MWh) | Normalised MPANs | Normalised Import capacity (kVA) | Normalised Exceeded capacity (kVA) | Normalised Reactive power units (MVArh) | Normalised revenues (£)
Domestic Unrestricted
Domestic Unrestricted | 3.1733 | 0 | 0 | 1 | 0 | 0 | 0 | 88.7622
LDNO LV: Domestic Unrestricted | 3.1733 | 0 | 0 | 1 | 0 | 0 | 0 | 57.0504
LDNO HV: Domestic Unrestricted | 3.1733 | 0 | 0 | 1 | 0 | 0 | 0 | 37.8945
Domestic Two Rate
Domestic Two Rate | 2.6283 | 2.6126 | 0 | 1 | 0 | 0 | 0 | 106.6007
LDNO LV: Domestic Two Rate | 2.6283 | 2.6126 | 0 | 1 | 0 | 0 | 0 | 68.5223
LDNO HV: Domestic Two Rate | 2.6283 | 2.6126 | 0 | 1 | 0 | 0 | 0 | 45.503
Domestic Off Peak (related MPAN)
Domestic Off Peak (related MPAN) | 3.3441 | 0 | 0 | 1 | 0 | 0 | 0 | 27.4889
LDNO LV: Domestic Off Peak (related MPAN) | 3.3441 | 0 | 0 | 1 | 0 | 0 | 0 | 17.6571
LDNO HV: Domestic Off Peak (related MPAN) | 3.3441 | 0 | 0 | 1 | 0 | 0 | 0 | 11.738
Small Non Domestic Unrestricted
Small Non Domestic Unrestricted | 12.2904 | 0 | 0 | 1 | 0 | 0 | 0 | 289.7
LDNO LV: Small Non Domestic Unrestricted | 12.2904 | 0 | 0 | 1 | 0 | 0 | 0 | 186.1506
LDNO HV: Small Non Domestic Unrestricted | 12.2904 | 0 | 0 | 1 | 0 | 0 | 0 | 123.6375
Small Non Domestic Two Rate
Small Non Domestic Two Rate | 15.5549 | 5.7223 | 0 | 1 | 0 | 0 | 0 | 421.4516
LDNO LV: Small Non Domestic Two Rate | 15.5549 | 5.7223 | 0 | 1 | 0 | 0 | 0 | 270.8183
LDNO HV: Small Non Domestic Two Rate | 15.5549 | 5.7223 | 0 | 1 | 0 | 0 | 0 | 179.8211
Small Non Domestic Off Peak (related MPAN)
Small Non Domestic Off Peak (related MPAN) | 5.5383 | 0 | 0 | 1 | 0 | 0 | 0 | 41.9806
LDNO LV: Small Non Domestic Off Peak (related MPAN) | 5.5383 | 0 | 0 | 1 | 0 | 0 | 0 | 26.9717
LDNO HV: Small Non Domestic Off Peak (related MPAN) | 5.5383 | 0 | 0 | 1 | 0 | 0 | 0 | 17.8888
LV Medium Non-Domestic
LV Medium Non-Domestic | 906.039 | 92.1049 | 0 | 1 | 0 | 0 | 0 | 20627.6721
LDNO LV: LV Medium Non-Domestic | 906.039 | 92.1049 | 0 | 1 | 0 | 0 | 0 | 13257.6763
LDNO HV: LV Medium Non-Domestic | 906.039 | 92.1049 | 0 | 1 | 0 | 0 | 0 | 8797.8391
LV Sub Medium Non-Domestic
LV Sub Medium Non-Domestic | 135.9632 | 288.0365 | 0 | 1 | 0 | 0 | 0 | 8333.8045
HV Medium Non-Domestic
HV Medium Non-Domestic | 453.0195 | 1153.7161 | 0 | 1 | 0 | 0 | 0 | 26863.3303
LV Network Domestic
LV Network Domestic | 0.20266 | 0.608 | 1.1214 | 1 | 0 | 0 | 0 | 55.0457
LDNO LV: LV Network Domestic | 0.20266 | 0.608 | 1.1214 | 1 | 0 | 0 | 0 | 35.3834
LDNO HV: LV Network Domestic | 0.20266 | 0.608 | 1.1214 | 1 | 0 | 0 | 0 | 23.5023
LV Network Non-Domestic Non-CT
LV Network Non-Domestic Non-CT | 6.2776 | 22.551 | 31.6256 | 1 | 0 | 0 | 0 | 1284.2855
LDNO LV: LV Network Non-Domestic Non-CT | 6.2776 | 22.551 | 31.6256 | 1 | 0 | 0 | 0 | 825.3142
LDNO HV: LV Network Non-Domestic Non-CT | 6.2776 | 22.551 | 31.6256 | 1 | 0 | 0 | 0 | 547.8909
LV HH Metered
LV HH Metered | 0.20784 | 0.74322 | 0.95794 | 0.010401 | 1 | 0.01 | 0.16002 | 45.8361
LDNO LV: LV HH Metered | 0.20784 | 0.74322 | 0.95794 | 0.010401 | 1 | 0.01 | 0.16002 | 29.4741
LDNO HV: LV HH Metered | 0.20784 | 0.74322 | 0.95794 | 0.010401 | 1 | 0.01 | 0.16002 | 19.5502
LV Sub HH Metered
LV Sub HH Metered | 0.19393 | 0.71079 | 0.95832 | 0.0033271 | 1 | 0.01 | 0.1493 | 39.5041
LDNO HV: LV Sub HH Metered | 0.19393 | 0.71079 | 0.95832 | 0.0033271 | 1 | 0.01 | 0.1493 | 26.5368
HV HH Metered
HV HH Metered | 0.25201 | 0.86202 | 1.4186 | 0.0012296 | 1 | 0.01 | 0.20156 | 39.9656
LDNO HV: HV HH Metered | 0.25201 | 0.86202 | 1.4186 | 0.0012296 | 1 | 0.01 | 0.20156 | 31.7975
NHH UMS category A
NHH UMS category A | 1 | 0 | 0 | 0.011651 | 0 | 0 | 0 | 35.39
LDNO LV: NHH UMS category A | 1 | 0 | 0 | 0.011651 | 0 | 0 | 0 | 22.74
LDNO HV: NHH UMS category A | 1 | 0 | 0 | 0.011651 | 0 | 0 | 0 | 15.1
NHH UMS category B
NHH UMS category B | 1 | 0 | 0 | 0.035603 | 0 | 0 | 0 | 37.52
LDNO LV: NHH UMS category B | 1 | 0 | 0 | 0.035603 | 0 | 0 | 0 | 24.11
LDNO HV: NHH UMS category B | 1 | 0 | 0 | 0.035603 | 0 | 0 | 0 | 16.01
NHH UMS category C
NHH UMS category C | 1 | 0 | 0 | 0.019453 | 0 | 0 | 0 | 49.52
LDNO LV: NHH UMS category C | 1 | 0 | 0 | 0.019453 | 0 | 0 | 0 | 31.82
LDNO HV: NHH UMS category C | 1 | 0 | 0 | 0.019453 | 0 | 0 | 0 | 21.12
NHH UMS category D
NHH UMS category D | 1 | 0 | 0 | 0.019453 | 0 | 0 | 0 | 34.62
LDNO LV: NHH UMS category D | 1 | 0 | 0 | 0.019453 | 0 | 0 | 0 | 22.25
LDNO HV: NHH UMS category D | 1 | 0 | 0 | 0.019453 | 0 | 0 | 0 | 14.77
LV UMS (Pseudo HH Metered)
LV UMS (Pseudo HH Metered) | 0.048925 | 0.13151 | 0.81956 | 0.00011582 | 0 | 0 | 0 | 37.9023
LDNO LV: LV UMS (Pseudo HH Metered) | 0.048925 | 0.13151 | 0.81956 | 0.00011582 | 0 | 0 | 0 | 24.3556
LDNO HV: LV UMS (Pseudo HH Metered) | 0.048925 | 0.13151 | 0.81956 | 0.00011582 | 0 | 0 | 0 | 16.168
LV Generation NHH or Aggregate HH
LV Generation NHH or Aggregate HH | 1 | 0 | 0 | 0.082846 | 0 | 0 | 0 | -9.77
LDNO LV: LV Generation NHH or Aggregate HH | 1 | 0 | 0 | 0.082846 | 0 | 0 | 0 | -9.77
LDNO HV: LV Generation NHH or Aggregate HH | 1 | 0 | 0 | 0.082846 | 0 | 0 | 0 | -9.77
LV Sub Generation NHH
LV Sub Generation NHH | 1 | 0 | 0 | 0.010419 | 0 | 0 | 0 | -7.81
LDNO HV: LV Sub Generation NHH | 1 | 0 | 0 | 0.010419 | 0 | 0 | 0 | -7.81
LV Generation Intermittent
LV Generation Intermittent | 1 | 0 | 0 | 0.010419 | 0 | 0 | 0.086274 | -9.6596
LDNO LV: LV Generation Intermittent | 1 | 0 | 0 | 0.010419 | 0 | 0 | 0.086274 | -9.6596
LDNO HV: LV Generation Intermittent | 1 | 0 | 0 | 0.010419 | 0 | 0 | 0.086274 | -9.6596
LV Generation Intermittent no RP charge
LV Generation Intermittent no RP charge | 0 | 0 | 0 | 0 | 0 | 0 | 0 | 0
LV Generation Non-Intermittent
LV Generation Non-Intermittent | 0.083709 | 0.28481 | 0.63148 | 0.0033342 | 0 | 0 | 0.13822 | -9.168
LDNO LV: LV Generation Non-Intermittent | 0.083709 | 0.28481 | 0.63148 | 0.0033342 | 0 | 0 | 0.13822 | -9.168
LDNO HV: LV Generation Non-Intermittent | 0.083709 | 0.28481 | 0.63148 | 0.0033342 | 0 | 0 | 0.13822 | -9.168
LV Generation Non-Intermittent no RP charge
LV Generation Non-Intermittent no RP charge | 0 | 0 | 0 | 0 | 0 | 0 | 0 | 0
LV Sub Generation Intermittent
LV Sub Generation Intermittent | 1 | 0 | 0 | 0.012073 | 0 | 0 | 0.054621 | -7.7516
LDNO HV: LV Sub Generation Intermittent | 1 | 0 | 0 | 0.012073 | 0 | 0 | 0.054621 | -7.7516
LV Sub Generation Intermittent no RP charge
LV Sub Generation Intermittent no RP charge | 0 | 0 | 0 | 0 | 0 | 0 | 0 | 0
LV Sub Generation Non-Intermittent
LV Sub Generation Non-Intermittent | 0.099452 | 0.26962 | 0.63093 | 0.007512 | 0 | 0 | 0.1424 | -8.0587
LDNO HV: LV Sub Generation Non-Intermittent | 0.099452 | 0.26962 | 0.63093 | 0.007512 | 0 | 0 | 0.1424 | -8.0587
LV Sub Generation Non-Intermittent no RP charge
LV Sub Generation Non-Intermittent no RP charge | 0 | 0 | 0 | 0 | 0 | 0 | 0 | 0
HV Generation Intermittent
HV Generation Intermittent | 1 | 0 | 0 | 0.00046097 | 0 | 0 | 0.023865 | -5.6189
LDNO HV: HV Generation Intermittent | 1 | 0 | 0 | 0.00046097 | 0 | 0 | 0.023865 | -5.6302
HV Generation Intermittent no RP charge
HV Generation Intermittent no RP charge | 0 | 0 | 0 | 0 | 0 | 0 | 0 | 0
HV Generation Non-Intermittent
HV Generation Non-Intermittent | 0.11303 | 0.29532 | 0.59165 | 0.00029733 | 0 | 0 | 0.043138 | -6.5873
LDNO HV: HV Generation Non-Intermittent | 0.11303 | 0.29532 | 0.59165 | 0.00029733 | 0 | 0 | 0.043138 | -6.5946
HV Generation Non-Intermittent no RP charge
HV Generation Non-Intermittent no RP charge | 0 | 0 | 0 | 0 | 0 | 0 | 0 | 0
4005. LDNO LV charges (normalised £)
Data sources:
x1 = 4004. Normalised revenues (£) (in Normalised volumes for comparisons)
Copy cells = x1
LDNO LV charges (normalised £)
LDNO LV: Domestic Unrestricted | = x1: 57.0504
LDNO LV: Domestic Two Rate | = x1: 68.5223
LDNO LV: Domestic Off Peak (related MPAN) | = x1: 17.6571
LDNO LV: Small Non Domestic Unrestricted | = x1: 186.1506
LDNO LV: Small Non Domestic Two Rate | = x1: 270.8183
LDNO LV: Small Non Domestic Off Peak (related MPAN) | = x1: 26.9717
LDNO LV: LV Medium Non-Domestic | = x1: 13257.6763
LDNO LV: LV Network Domestic | = x1: 35.3834
LDNO LV: LV Network Non-Domestic Non-CT | = x1: 825.3142
LDNO LV: LV HH Metered | = x1: 29.4741
N/A | bar: = x1
N/A | bar: = x1
LDNO LV: NHH UMS category A | = x1: 22.74
LDNO LV: NHH UMS category B | = x1: 24.11
LDNO LV: NHH UMS category C | = x1: 31.82
LDNO LV: NHH UMS category D | = x1: 22.25
LDNO LV: LV UMS (Pseudo HH Metered) | = x1: 24.3556
LDNO LV: LV Generation NHH or Aggregate HH | = x1: -9.77
N/A | bar: = x1
LDNO LV: LV Generation Intermittent | = x1: -9.6596
LDNO LV: LV Generation Non-Intermittent | = x1: -9.168
N/A | bar: = x1
N/A | bar: = x1
N/A | bar: = x1
N/A | bar: = x1
4006. LDNO HV charges (normalised £)
Data sources:
x1 = 4004. Normalised revenues (£) (in Normalised volumes for comparisons)
Copy cells = x1
LDNO HV charges (normalised £)
LDNO HV: Domestic Unrestricted | = x1: 37.8945
LDNO HV: Domestic Two Rate | = x1: 45.503
LDNO HV: Domestic Off Peak (related MPAN) | = x1: 11.738
LDNO HV: Small Non Domestic Unrestricted | = x1: 123.6375
LDNO HV: Small Non Domestic Two Rate | = x1: 179.8211
LDNO HV: Small Non Domestic Off Peak (related MPAN) | = x1: 17.8888
LDNO HV: LV Medium Non-Domestic | = x1: 8797.8391
LDNO HV: LV Network Domestic | = x1: 23.5023
LDNO HV: LV Network Non-Domestic Non-CT | = x1: 547.8909
LDNO HV: LV HH Metered | = x1: 19.5502
LDNO HV: LV Sub HH Metered | = x1: 26.5368
LDNO HV: HV HH Metered | = x1: 31.7975
LDNO HV: NHH UMS category A | = x1: 15.1
LDNO HV: NHH UMS category B | = x1: 16.01
LDNO HV: NHH UMS category C | = x1: 21.12
LDNO HV: NHH UMS category D | = x1: 14.77
LDNO HV: LV UMS (Pseudo HH Metered) | = x1: 16.168
LDNO HV: LV Generation NHH or Aggregate HH | = x1: -9.77
LDNO HV: LV Sub Generation NHH | = x1: -7.81
LDNO HV: LV Generation Intermittent | = x1: -9.6596
LDNO HV: LV Generation Non-Intermittent | = x1: -9.168
LDNO HV: LV Sub Generation Intermittent | = x1: -7.7516
LDNO HV: LV Sub Generation Non-Intermittent | = x1: -8.0587
LDNO HV: HV Generation Intermittent | = x1: -5.6302
LDNO HV: HV Generation Non-Intermittent | = x1: -6.5946

## CTables
Tariff comparisons for Electricity North West in 2019/20 (Version 1)
This sheet is for information only. It can be deleted without affecting any calculations elsewhere in the model.
4101. Comparison with current all-the-way demand tariffs
Data sources:
x1 = 4001. Revenues under current tariffs (£)
x2 = 3802. Net revenues (£) (in Revenue summary)
x3 = 3802. All units (MWh) (in Revenue summary)
x4 = 1053. MPANs by tariff (in Volume forecasts for the charging year)
Kind: | Calculation | Calculation | Copy cells
Formula: | =IF(x1,x2/x1-1,"") | =(x2-x1)/IF(x3,x3,1)/10 | = x4
| Change | Absolute change (average p/kWh) | MPANs
Domestic Unrestricted | 8.52% | 0.2196 | 2027175.5164
Domestic Two Rate | 10.59% | 0.1947 | 178282
Domestic Off Peak (related MPAN) | 13.07% | 0.095 | 4270
Small Non Domestic Unrestricted | 9.675% | 0.20793 | 121609.0109
Small Non Domestic Two Rate | 11.42% | 0.20309 | 34183.401
Small Non Domestic Off Peak (related MPAN) | 13.3% | 0.089 | 3655
LV Medium Non-Domestic | 3.118% | 0.062481 | 0.001
LV Sub Medium Non-Domestic | 87.89% | 0.91944 | 0.001
HV Medium Non-Domestic | 108.4% | 0.86959 | 0.001
LV Network Domestic | 9.092% | 0.23744 | 339.8033
LV Network Non-Domestic Non-CT | 10.17% | 0.19618 | 3574
LV HH Metered | 6.724% | 0.15128 | 12971.0847
LV Sub HH Metered | 4.46% | 0.090535 | 2163.4891
HV HH Metered | 7.989% | 0.11675 | 2232.9262
NHH UMS category A | 9.397% | 0.304 | 203.5027
NHH UMS category B | 9.26% | 0.318 | 326
NHH UMS category C | 9.316% | 0.422 | 8
NHH UMS category D | 9.453% | 0.299 | 0.001
LV UMS (Pseudo HH Metered) | 9.494% | 0.32866 | 25
4102. LDNO margins in use of system charges
Data sources:
x1 = 4003. Normalised to
x2 = 4004. Normalised revenues (£) (in Normalised volumes for comparisons)
x3 = 4005. LDNO LV charges (normalised £)
x4 = All-the-way charges (normalised £) (in LDNO margins in use of system charges)
x5 = 4006. LDNO HV charges (normalised £)
Kind: | Copy cells | Copy cells | Calculation | Calculation
Formula: | = x1 | = x2 | =IF(x3,x4-x3,"") | =IF(x5,x4-x5,"")
| Normalised to | All-the-way charges (normalised £) | LDNO LV margin (normalised £) | LDNO HV margin (normalised £)
Domestic Unrestricted | MPAN | 88.7622 | 31.7118 | 50.8677
Domestic Two Rate | MPAN | 106.6007 | 38.0784 | 61.0977
Domestic Off Peak (related MPAN) | MPAN | 27.4889 | 9.8318 | 15.7509
Small Non Domestic Unrestricted | MPAN | 289.7 | 103.5495 | 166.0625
Small Non Domestic Two Rate | MPAN | 421.4516 | 150.6333 | 241.6305
Small Non Domestic Off Peak (related MPAN) | MPAN | 41.9806 | 15.0089 | 24.0918
LV Medium Non-Domestic | MPAN | 20627.6721 | 7369.9958 | 11829.833
LV Network Domestic | MPAN | 55.0457 | 19.6623 | 31.5434
LV Network Non-Domestic Non-CT | MPAN | 1284.2855 | 458.9712 | 736.3946
LV HH Metered | kVA | 45.8361 | 16.362 | 26.2859
LV Sub HH Metered | kVA | 39.5041 |  | 12.9673
HV HH Metered | kVA | 39.9656 |  | 8.1681
NHH UMS category A | MWh | 35.39 | 12.65 | 20.29
NHH UMS category B | MWh | 37.52 | 13.41 | 21.51
NHH UMS category C | MWh | 49.52 | 17.7 | 28.4
NHH UMS category D | MWh | 34.62 | 12.37 | 19.85
LV UMS (Pseudo HH Metered) | MWh | 37.9023 | 13.5467 | 21.7342
LV Generation NHH or Aggregate HH | MWh | -9.77 | 0 | 0
LV Sub Generation NHH | MWh | -7.81 |  | 0
LV Generation Intermittent | MWh | -9.6596 | 0 | 0
LV Generation Non-Intermittent | MWh | -9.168 | 0 | 0
LV Sub Generation Intermittent | MWh | -7.7516 |  | 0
LV Sub Generation Non-Intermittent | MWh | -8.0587 |  | 0
HV Generation Intermittent | MWh | -5.6189 |  | 0.01127
HV Generation Non-Intermittent | MWh | -6.5873 |  | 0.0072692