## Index
Index for Electricity North West Limited in 2018/19 (Version 1)
This document, model or dataset has been prepared by or for Reckon LLP on the instructions of the DCUSA Panel or one of its working
groups. Only the DCUSA Panel and its working groups have authority to approve this material as meeting their requirements.
Reckon LLP makes no representation about the suitability of this material for the purposes of complying with any licence
conditions or furthering any relevant objective.
UNLESS STATED OTHERWISE, THIS WORKBOOK IS ONLY A PROTOTYPE FOR TESTING PURPOSES AND ALL THE DATA IN THIS MODEL ARE FOR ILLUSTRATION ONLY.
This workbook is structured as a sequential series of named and numbered tables. There is a list of
tables below, with hyperlinks. Above each calculation table, there is a description of the calculations
and hyperlinks to tables from which data are used. Hyperlinks point to the first relevant table column
heading in the relevant table. Scrolling up or down is usually required after clicking a hyperlink in
order to bring the relevant data and/or headings into view. Some versions of Microsoft Excel can
display a "Back" button, which can be useful when using hyperlinks to navigate around the workbook.
Copyright 2009-2011 Energy Networks Association Limited and others. Copyright 2011-2016 Franck Latrémolière, Reckon LLP and others.
The code used to generate this spreadsheet includes open-source software published at https://github.com/f20/power-models.
Use and distribution of the source code is subject to the conditions stated therein. |  | Colour coding
Any redistribution of this software must retain the following disclaimer: |  | Input data
THIS SOFTWARE IS PROVIDED BY AUTHORS AND CONTRIBUTORS "AS IS" AND ANY EXPRESS OR IMPLIED WARRANTIES, INCLUDING, BUT NOT LIMITED |  | Constant value
TO, THE IMPLIED WARRANTIES OF MERCHANTABILITY AND FITNESS FOR A PARTICULAR PURPOSE ARE DISCLAIMED. IN NO EVENT SHALL AUTHORS OR |  | Formula: calculation
CONTRIBUTORS BE LIABLE FOR ANY DIRECT, INDIRECT, INCIDENTAL, SPECIAL, EXEMPLARY, OR CONSEQUENTIAL DAMAGES (INCLUDING, BUT NOT |  | Formula: copy
LIMITED TO, PROCUREMENT OF SUBSTITUTE GOODS OR SERVICES; LOSS OF USE, DATA, OR PROFITS; OR BUSINESS INTERRUPTION) HOWEVER CAUSED |  | Unused cell in input data table
AND ON ANY THEORY OF LIABILITY, WHETHER IN CONTRACT, STRICT LIABILITY, OR TORT (INCLUDING NEGLIGENCE OR OTHERWISE) ARISING IN |  | Unused cell in other table
ANY WAY OUT OF THE USE OF THIS SOFTWARE, EVEN IF ADVISED OF THE POSSIBILITY OF SUCH DAMAGE. |  | Unlocked cell for notes
Worksheet | Table | Type of table
Input | 1000. Company, charging year, data version | Input data
Input | 1001. CDCM target revenue (£ unless otherwise stated) | Composite
Input | 1010. Financial and general assumptions | Composite
Input | 1017. Diversity allowance between top and bottom of network level | Input data
Input | 1018. Proportion of relevant load going through 132kV/HV direct transformation | Input data
Input | 1019. Network model GSP peak demand (MW) | Input data
Input | 1020. Gross asset cost by network level (£) | Input data
Input | 1022. LV service model asset cost (£) | Input data
Input | 1023. HV service model asset cost (£) | Input data
Input | 1025. Matrix of applicability of LV service models to tariffs with fixed charges | Input data
Input | 1026. Matrix of applicability of LV service models to unmetered tariffs | Input data
Input | 1028. Matrix of applicability of HV service models to tariffs with fixed charges | Input data
Input | 1032. Loss adjustment factors to transmission | Input data
Input | 1037. Embedded network (LDNO) discounts | Input data
Input | 1041. Load profile data for demand users | Input data
Input | 1053. Volume forecasts for the charging year | Input data
Input | 1055. Transmission exit charges (£/year) | Input data
Input | 1059. Other expenditure | Input data
Input | 1060. Customer contributions under current connection charging policy | Input data
Input | 1061. Average split of rate 1 units by distribution time band | Input data
Input | 1062. Average split of rate 2 units by distribution time band | Input data
Input | 1064. Average split of rate 1 units by special distribution time band | Input data
Input | 1066. Typical annual hours by special distribution time band | Input data
Input | 1068. Typical annual hours by distribution time band | Input data
Input | 1069. Peaking probabilities by network level | Input data
Input | 1092. Average kVAr by kVA, by network level | Input data
Input | 1201. Current tariff information | Input data
LAFs | 2001. Loss adjustment factors to transmission | Composite
LAFs | 2002. Mapping of DRM network levels to core network levels | Fixed data
LAFs | 2003. Loss adjustment factor to transmission for each DRM network level | Sum-product calculation
LAFs | 2004. Loss adjustment factor to transmission for each network level | Combine tables
LAFs | 2005. Network use factors | Fixed data
LAFs | 2006. Proportion going through 132kV/EHV | Calculation
LAFs | 2007. Proportion going through EHV | Calculation
LAFs | 2008. Proportion going through EHV/HV | Calculation
LAFs | 2009. Rerouteing matrix for all network levels | Combine tables
LAFs | 2010. Network use factors: interim step in calculations before adjustments | Sum-product calculation
LAFs | 2011. Network use factors for all tariffs | Combine tables
LAFs | 2012. Loss adjustment factors between end user meter reading and each network level, scaled by network use | Calculation
DRM | 2101. Annuity rate | Calculation
DRM | 2102. Loss adjustment factor to transmission for each core level | Combine tables
DRM | 2103. Loss adjustment factors | Composite
DRM | 2104. Diversity calculations | Special calculation
DRM | 2105. Network model total maximum demand at substation (MW) | Calculation
DRM | 2106. Network model contribution to system maximum load measured at network level exit (MW) | Calculation
DRM | 2107. Rerouteing matrix for DRM network levels | Combine tables
DRM | 2108. GSP simultaneous maximum load assumed through each network level (MW) | Sum-product calculation
DRM | 2109. Network model annuity by simultaneous maximum load for each network level (£/kW/year) | Calculation
SM | 2201. Asset £/customer from LV service models | Sum-product calculation
SM | 2202. LV unmetered service model assets £/(MWh/year) | Sum-product calculation
SM | 2203. LV unmetered service model asset charge (p/kWh) | Calculation
SM | 2204. Asset £/customer from HV service models | Sum-product calculation
SM | 2205. Service model assets by tariff (£) | Combine tables
SM | 2206. Replacement annuities for service models | Composite
Loads | 2301. Demand coefficient (load at time of system maximum load divided by average load) | Calculation
Loads | 2302. Load coefficient | Combine tables
Loads | 2303. Discount map | Fixed data
Loads | 2304. LDNO discounts and volumes adjusted for discount | Composite
Loads | 2305. Equivalent volume for each end user | Cell summation
Multi | 2401. Adjust annual hours by distribution time band to match days in year | Composite
Multi | 2402. Normalisation of split of rate 1 units by time band | Composite
Multi | 2403. Split of rate 1 units between distribution time bands | Combine tables
Multi | 2404. Normalisation of split of rate 2 units by time band | Composite
Multi | 2405. Split of rate 2 units between distribution time bands | Combine tables
Multi | 2406. Split of rate 3 units between distribution time bands (default) | Fixed data
Multi | 2407. All units (MWh) | Calculation
Multi | 2408. Calculation of implied load coefficients for one-rate users | Calculation
Multi | 2409. Calculation of implied load coefficients for two-rate users | Calculation
Multi | 2410. Calculation of implied load coefficients for three-rate users | Calculation
Multi | 2411. Calculation of adjusted time band load coefficients | Composite
Multi | 2412. Normalisation of peaking probabilities | Composite
Multi | 2413. Peaking probabilities by network level (reshaped) | Reshape table
Multi | 2414. Pseudo load coefficient by time band and network level | Calculation
Multi | 2415. Single rate non half hourly pseudo timeband load coefficients | Copy cells
Multi | 2416. Single rate non half hourly units (MWh) | Copy cells
Multi | 2417. Single rate non half hourly timeband use | Copy cells
Multi | 2418. Single rate non half hourly tariff pseudo load coefficient | Sum-product calculation
Multi | 2419. Multi rate non half hourly units (MWh) | Copy cells
Multi | 2420. Multi rate non half hourly pseudo timeband load coefficients | Copy cells
Multi | 2421. Multi rate non half hourly timeband use | Copy cells
Multi | 2422. Multi rate non half hourly tariff pseudo load coefficient | Sum-product calculation
Multi | 2423. Off-peak non half hourly units (MWh) | Copy cells
Multi | 2424. Off-peak non half hourly pseudo timeband load coefficients | Copy cells
Multi | 2425. Off-peak non half hourly timeband use | Copy cells
Multi | 2426. Off-peak non half hourly tariff pseudo load coefficient | Sum-product calculation
Multi | 2427. Aggregated half hourly units (MWh) | Copy cells
Multi | 2428. Aggregated half hourly pseudo timeband load coefficients | Copy cells
Multi | 2429. Aggregated half hourly timeband use | Copy cells
Multi | 2430. Aggregated half hourly tariff pseudo load coefficient | Sum-product calculation
Multi | 2431. Average non half hourly tariff pseudo load coefficient | Calculation
Multi | 2432. Average non half hourly timeband use | Calculation
Multi | 2433. Aggregated half hourly tariff pseudo load coefficient using average non half hourly unit mix | Sum-product calculation
Multi | 2434. Relative correction factor for aggregated half hourly tariff | Calculation
Multi | 2435. Correction factor for non half hourly tariffs | Calculation
Multi | 2436. Single rate non half hourly corrected pseudo timeband load coefficient | Calculation
Multi | 2437. Multi rate non half hourly corrected pseudo timeband load coefficient | Calculation
Multi | 2438. Off-peak non half hourly corrected pseudo timeband load coefficient | Calculation
Multi | 2439. Aggregated half hourly corrected pseudo timeband load coefficient | Calculation
Multi | 2440. Pseudo load coefficient by time band and network level (equalised) | Combine tables
Multi | 2441. Unit rate 1 pseudo load coefficient by network level | Sum-product calculation
Multi | 2442. Unit rate 2 pseudo load coefficient by network level | Sum-product calculation
Multi | 2443. Unit rate 3 pseudo load coefficient by network level | Sum-product calculation
Multi | 2444. Adjust annual hours by special distribution time band to match days in year | Composite
Multi | 2445. Normalisation of split of rate 1 units by special time band | Composite
Multi | 2446. Split of rate 1 units between special distribution time bands | Combine tables
Multi | 2447. Split of rate 2 units between special distribution time bands (default) | Fixed data
Multi | 2448. Split of rate 3 units between special distribution time bands (default) | Fixed data
Multi | 2449. Calculation of implied special load coefficients for one-rate users | Calculation
Multi | 2450. Calculation of implied special load coefficients for three-rate users | Calculation
Multi | 2451. Estimated contributions to peak demand | Composite
Multi | 2452. Load coefficient correction factor for the group | Calculation
Multi | 2453. Calculation of special peaking probabilities | Composite
Multi | 2454. Special peaking probabilities by network level | Combine tables
Multi | 2455. Special peaking probabilities by network level (reshaped) | Reshape table
Multi | 2456. Pseudo load coefficient by special time band and network level | Calculation
Multi | 2457. Unit rate 1 pseudo load coefficient by network level (special) | Sum-product calculation
Multi | 2458. Unit rate 2 pseudo load coefficient by network level (special) | Sum-product calculation
Multi | 2459. Unit rate 3 pseudo load coefficient by network level (special) | Sum-product calculation
Multi | 2460. Unit rate 1 pseudo load coefficient by network level (combined) | Combine tables
Multi | 2461. Unit rate 2 pseudo load coefficient by network level (combined) | Combine tables
Multi | 2462. Unit rate 3 pseudo load coefficient by network level (combined) | Combine tables
SMD | 2501. Contributions of users on one-rate multi tariffs to system simultaneous maximum load by network level (kW) | Calculation
SMD | 2502. Contributions of users on two-rate multi tariffs to system simultaneous maximum load by network level (kW) | Calculation
SMD | 2503. Contributions of users on three-rate multi tariffs to system simultaneous maximum load by network level (kW) | Calculation
SMD | 2504. Estimated contributions of users on each tariff to system simultaneous maximum load by network level (kW) | Calculation
SMD | 2505. Contributions of users on each tariff to system simultaneous maximum load by network level (kW) | Combine tables
SMD | 2506. Forecast system simultaneous maximum load (kW) from forecast units | Cell summation
AMD | 2601. Pre-processing of data for standing charge factors | Composite
AMD | 2602. Standing charges factors adapted to use 132kV/HV | Combine tables
AMD | 2603. Capacity-based contributions to chargeable aggregate maximum load by network level (kW) | Calculation
AMD | 2604. Unit-based contributions to chargeable aggregate maximum load (kW) | Calculation
AMD | 2605. Contributions to aggregate maximum load by network level (kW) | Combine tables
AMD | 2606. Forecast chargeable aggregate maximum load (kW) | Cell summation
AMD | 2607. Forecast simultaneous load subject to standing charge factors (kW) | Calculation
AMD | 2608. Forecast simultaneous load replaced by standing charge (kW) | Cell summation
AMD | 2609. Calculated LV diversity allowance | Calculation
AMD | 2610. Network level mapping for diversity allowances | Fixed data
AMD | 2611. Diversity allowances including 132kV/HV | Sum-product calculation
AMD | 2612. Diversity allowances (including calculated LV value) | Combine tables
AMD | 2613. Forecast simultaneous maximum load (kW) adjusted for standing charges | Calculation
Otex | 2701. Operating expenditure coded by network level (£/year) | Combine tables
Otex | 2702. Network model assets (£) scaled by load forecast | Calculation
Otex | 2703. Annual consumption by tariff for unmetered users (MWh) | Copy cells
Otex | 2704. Total unmetered units | Cell summation
Otex | 2705. Service model asset data | Composite
Otex | 2706. Data for allocation of operating expenditure | Composite
Otex | 2707. Amount of expenditure to be allocated according to asset values (£/year) | Calculation
Otex | 2708. Total operating expenditure by network level (£/year) | Calculation
Otex | 2709. Operating expenditure percentage by network level | Calculation
Otex | 2710. Unit operating expenditure based on simultaneous maximum load (£/kW/year) | Calculation
Otex | 2711. Operating expenditure for customer assets p/MPAN/day | Composite
Otex | 2712. Operating expenditure for unmetered customer assets (p/kWh) | Calculation
Contrib | 2801. Network level of supply (for customer contributions) by tariff | Fixed data
Contrib | 2802. Contribution proportion of asset annuities, by customer type and network level of assets | Calculation
Contrib | 2803. Proportion of asset annuities deemed to be covered by customer contributions | Sum-product calculation
Contrib | 2804. Proportion of annual charge covered by contributions (for all charging levels) | Combine tables
Yard | 2901. Unit cost at each level, £/kW/year (relative to system simultaneous maximum load) | Combine tables
Yard | 2902. Pay-as-you-go yardstick unit costs by charging level (p/kWh) | Calculation
Yard | 2903. Contributions to pay-as-you-go unit rate 1 (p/kWh) | Calculation
Yard | 2904. Contributions to pay-as-you-go unit rate 2 (p/kWh) | Calculation
Yard | 2905. Contributions to pay-as-you-go unit rate 3 (p/kWh) | Calculation
Standing | 3001. Costs based on aggregate maximum load (£/kW/year) | Calculation
Standing | 3002. Capacity elements p/kVA/day | Calculation
Standing | 3003. Yardstick components p/kWh (taking account of standing charges) | Calculation
Standing | 3004. Contributions to unit rate 1 p/kWh by network level (taking account of standing charges) | Calculation
Standing | 3005. Contributions to unit rate 2 p/kWh by network level (taking account of standing charges) | Calculation
Standing | 3006. Contributions to unit rate 3 p/kWh by network level (taking account of standing charges) | Calculation
Standing | 3007. Exceeded capacity charge elements p/kVA/day | Calculation
AggCap | 3101. Mapping of tariffs to tariff groups | Fixed data
AggCap | 3102. Capacity use for tariffs charged for capacity on an exit point basis | Composite
AggCap | 3103. Aggregate capacity (kW) | Sum-product calculation
AggCap | 3104. Aggregate number of users charged for capacity on an exit point basis | Sum-product calculation
AggCap | 3105. Average maximum kVA by exit point | Calculation
AggCap | 3106. Deemed average maximum kVA for each tariff | Sum-product calculation
AggCap | 3107. Capacity-driven fixed charge elements from standing charges factors p/MPAN/day | Calculation
Reactive | 3201. Network use factors for generator reactive unit charges | Fixed data
Reactive | 3202. Standard components p/kWh for reactive power (absolute value) | Calculation
Reactive | 3203. Standard reactive p/kVArh | Calculation
Reactive | 3204. Absolute value of load coefficient (kW peak / average kW) | Calculation
Reactive | 3205. Pay-as-you-go components p/kWh for reactive power (absolute value) | Calculation
Reactive | 3206. Pay-as-you-go reactive p/kVArh | Calculation
Aggreg | 3301. Unit rate 1 p/kWh (elements) | Combine tables
Aggreg | 3302. Unit rate 2 p/kWh (elements) | Combine tables
Aggreg | 3303. Unit rate 3 p/kWh (elements) | Combine tables
Aggreg | 3304. Fixed charge p/MPAN/day (elements) | Combine tables
Aggreg | 3305. Capacity charge p/kVA/day (elements) | Copy cells
Aggreg | 3306. Exceeded capacity charge p/kVA/day (elements) | Copy cells
Aggreg | 3307. Reactive power charge p/kVArh (elements) | Combine tables
Aggreg | 3308. Summary of charges before revenue matching | Cell summation
Revenue | 3401. Net revenues by tariff before matching (£) | Calculation
Revenue | 3402. Target CDCM revenue | Composite
Revenue | 3403. Revenue surplus or shortfall | Composite
Adder | 3501. Adder value at which the minimum is breached | Calculation
Adder | 3502. Marginal revenue effect of adder | Calculation
Adder | 3503. Constraint-free solution | Calculation
Adder | 3504. Starting point | Calculation
Adder | 3505. Solve for General adder rate (p/kWh) | Composite
Adder | 3506. General adder rate (p/kWh) | Calculation
Adder | 3507. Adder | Calculation
Adjust | 3601. Tariffs before rounding | Composite
Adjust | 3602. Decimal places | Fixed data
Adjust | 3603. Tariff rounding | Calculation
Adjust | 3604. All the way tariffs | Calculation
Adjust | 3605. Net revenues by tariff from rounding | Calculation
Adjust | 3606. Revenue forecast summary | Composite
Adjust | 3607. Tariffs | Calculation
Tariffs | 3701. Tariffs | Composite
Summary | 3801. Headline parameters | Composite
Summary | 3802. Revenue summary | Composite
Summary | 3803. Revenue summary by tariff component | Cell summation
M-Rev | 3901. Revenue matrix by tariff | Composite
M-Rev | 3902. Revenues by charging element and network level | Cell summation
CData | 4001. Revenues under current tariffs (£) | Calculation
CData | 4002. All-the-way volumes | Copy cells
CData | 4003. Normalised to | Fixed data
CData | 4004. Normalised volumes for comparisons | Calculation
CData | 4005. LDNO LV charges (normalised £) | Copy cells
CData | 4006. LDNO HV charges (normalised £) | Copy cells
CTables | 4101. Comparison with current all-the-way demand tariffs | Composite
CTables | 4102. LDNO margins in use of system charges | Composite
M-ATW | Tariff matrices | Notes
Technical model rules and version control
---
PerlModule: CDCM
agghhequalisation: rag
alwaysUseRAG: 1
blackPeakingProbabilityRequired: 1
coincidenceAdj: groupums
colour: orange
drm: top500gsp
extraLevels: 1
fixedCap: 1-4
matrices: big
noReplacement: blanket
pcd: 1
portfolio: 1
protect: 1
revisionText: r7414
scaler: adderppugeneralminzeronogen
standing: sub132
summary: consultation
targetRevenue: dcp249
tariffs: commongensubdcp130dcp163pc12hhpc34hhgennoreact
template: '%-model228+'
timeOfDay: timeOfDay179
unauth: dayotex
validation: lenientnomsg
'~codeValidation':
CDCM/AML.pm: 456e00943a159e7b87cf01c5c4710e6a140ca47c
CDCM/Aggregation.pm: 372b53e6dba1fe9433020bbd13328009851a036a
CDCM/Contributions.pm: 27ad354dcefbc9a811f3db79dc8efe0f1833e5f3
CDCM/Discounts.pm: a7364da2114ba741a77c0d6cb86d8234e52f9f27
CDCM/Loads.pm: 8318fd13017faf9e8cc117bc2b5f75e978e6365b
CDCM/Master.pm: b888dfe95c5c84cdb82428a1727d2a974bc5a157
CDCM/Matching.pm: 01f6510e0d600acd5eaf457dc0ce7510a9e57a57
CDCM/NetworkSizer.pm: 50def4231b67757f2bd222cc1579fa342876afd0
CDCM/Operating.pm: c8ee43d2a1898e7c0e12aa50754522a86c4077c3
CDCM/Reactive.pm: e2318e6ee9559bf7cd3cfcfff58c399eb12c866a
CDCM/Revenue.pm: 6c445ed34c255f9ddc0b221c97478f1622f96850
CDCM/Routeing.pm: 9b718b597245d1b0721d2c7a64c50c2a706295b5
CDCM/SML.pm: aac911646d7138ef11303d19e73c7fb180fadeeb
CDCM/ServiceModels.pm: 962bc7cb35ba1dba1d76a82ebf31da562bb15636
CDCM/Setup.pm: fa9ab9e9febf3f6681cdfa8c05e2700627cf0251
CDCM/Sheets.pm: 9fd822bebed6e0c93722fe67a01c586d855391af
CDCM/Standing.pm: 0677863cc8c69940e82611a34f6a4cf6e6c938f6
CDCM/Summary.pm: 591dbcc9c325ebe7d3bb65b6fdd6fdc8c2b0d03b
CDCM/Table1001_2016.pm: 5f546f87942091a84a5cb5d655bf1d971cac11e6
CDCM/TariffList.pm: 64ad6df9569e545ee8cb15b755bb503f11a8d027
CDCM/Tariffs.pm: 76356ecc3a24bb7e0d1b998ff54ed84d4c66815d
CDCM/TimeOfDay179.pm: bcfbb0b849f3d51df08034f15d98c106a1026464
CDCM/Yardsticks.pm: 14fa4ca8c5e1b83888203f2a0a27b027b0e1be67
SpreadsheetModel/Arithmetic.pm: b1367f0a9de6b5af11373f288c79c34dcf1cd6d7
SpreadsheetModel/Book/FrontSheet.pm: 46ce018576f7ecdfeeb07df5d5468405cb06839c
SpreadsheetModel/Book/Manufacturing.pm: c9328f8ce467db0f50b8d1d3b6064a439a158536
SpreadsheetModel/Book/Validation.pm: ed2ab0782db26c535a153fdc187c4ac85d37bf0b
SpreadsheetModel/Book/WorkbookCreate.pm: a02f9620ecfc3c847594ec6a7f5d50a9a30b2168
SpreadsheetModel/Book/WorkbookFormats.pm: b659dd128e9de6350e6f389cbe5ac3c7e01ff09d
SpreadsheetModel/Columnset.pm: 672a86ec91518b1756e619af3caf5fd13a83fe72
SpreadsheetModel/Custom.pm: 64258a1a23160d1b05311a838e34f4078f7516be
SpreadsheetModel/Dataset.pm: 0d4dd59d0e133cd7ac0d1f5f60d67b42da63633e
SpreadsheetModel/FormatLegend.pm: 6542b2c1f994e4aa10f155c435cabafa7a9f5778
SpreadsheetModel/GroupBy.pm: a05f4878f468a3191257c58c4711fc115bde7e7d
SpreadsheetModel/Label.pm: 053d8801da63a168d467ae3cf12c6c32325befe3
SpreadsheetModel/Labelset.pm: 9869da1561c537b93ee2cbbfe04c5047c6144169
SpreadsheetModel/Logger.pm: 833fe1cc3c01cd760064f51dd812b9db75a8b221
SpreadsheetModel/Notes.pm: deac2cc524c26b5965f89ee6ab62979a9443d683
SpreadsheetModel/Object.pm: ad87af5906c5d614f2ee9535b691ad91f03c7c38
SpreadsheetModel/Reshape.pm: 44d60329c15bdfdf839a71781406c921808898b4
SpreadsheetModel/SegmentRoot.pm: b9c3f399e76a3369cc6271bc475efeffbc75e604
SpreadsheetModel/Shortcuts.pm: 862755d9f7270e4db643182f2a94f4d19dff749b
SpreadsheetModel/Stack.pm: 05a927d320fe0b49a01b5d253723cf04175915ac
SpreadsheetModel/SumProduct.pm: c5a66046bc650db92cb5b588c8b0b207eb91f4d4
'~datasetName': Blank
'~datasetSource': Empty dataset
Generated on Sun 20 Nov 2016 12:44:11 by www.dcmf.co.uk

## Input
Input data for Electricity North West Limited in 2018/19 (Version 1)
This sheet contains all the input data (except LLFCs which might be entered directly into the Tariff sheet).
1000. Company, charging year, data version
| Company | Year | Version
Company, charging year, data version | Electricity North West Limited | 2018/19 | Version 1
1001. CDCM target revenue (£ unless otherwise stated)
| Further description | Term | CRC | Value | Calculations (£/year)
Base Demand Revenue before inflation | A1 | PU | CRC2A | 357300000
Annual Iteration adjustment before inflation | A2 | MOD | CRC2A | -5548167.1371
RPI True-up before inflation | A3 | TRU | CRC2A | -1155427.2348
Price index adjustment (RPI index) | A4 | RPIF | CRC2A | 1.155
Base demand revenue | A = (A1 + A2 + A3) * A4 | BR | CRC2A |  | 404938848.5004
Pass-Through Licence Fees | B1 | LF | CRC2B | 202050.6602
Pass-Through Business Rates | B2 | RB | CRC2B | -2941461.9434
Pass-Through Transmission Connection Point Charges | B3 | TB | CRC2B | -604458.0949
Pass-through Smart Meter Communication Licence Costs | B4 | SMC | CRC2B | 438869.5236
Pass-through Smart Meter IT Costs | B5 | SMIT | CRC2B | -420648.2707
Pass-through Ring Fence Costs | B6 | RF | CRC2B | 0
Pass-Through Others | B7 | HB, SEC, UNC | CRC2B | 0
Allowed Pass-Through Items | B = Sum of B1 to B7 | PT | CRC2B |  | -3325648.1252
Broad Measure of Customer Service incentive | C1 | BM | CRC2C | 2529548.3027
Quality of Service incentive | C2 | IQ | CRC2D | 16443398.6233
Connections Engagement incentive | C3 | ICE | CRC2E | 0
Time to Connect incentive | C4 | TTC | CRC2F | 776512.2603
Losses Discretionary Reward incentive | C5 | LDR | CRC2G | 0
Network Innovation Allowance | C6 | NIA | CRC2H | 2495939.0253
Low Carbon Network Fund - Tier 1 unrecoverable | C7 | LCN1 | CRC2J | 0
Low Carbon Network Fund - Tier 2 & Discretionary Funding | C7 | LCN2 | CRC2J | 0
Connection Guaranteed Standards Systems & Processes penalty | C8 | AUM, CGSRA | CRC2K-L | 0
Residual Losses and Growth Incentive - Losses | C9 | PPL | CRC2M | 0
Residual Losses and Growth Incentive - Growth | C9 | GTA | CRC2M | 0
Incentive Revenue and Other Adjustments | C = Sum of C1 to C9 |  |  |  | 22245398.2116
Correction Factor | D | -K | CRC2A | -3090482.3719
Total allowed Revenue | E = A + B + C + D | AR | CRC2A |  | 420768116.2148
Other 1. Excluded services - Top-up, standby, and enhanced system security | F1 (see note 1) | DRS4 | CRC5C
Other 2. Excluded services - Revenue protection services | F2 (see note 1) | DRS5 | CRC5C
Other 3. Excluded services - Miscellaneous | F3 (see note 1) | DRS9 | CRC5C
Other 4. Please describe if used | F4 | Please describe | if used
Other 5. Please describe if used | F5 | Please describe | if used
Total other revenue recovered by Use of System Charges | F = Sum of F1 to F5 |  |  |  | 0
Total Revenue for Use of System Charges | G = E + F |  |  |  | 420768116.2148
1. Revenue raised outside CDCM - EDCM and Certain Interconnector Revenue | H1 |  |  | 18941143.695
2. Revenue raised outside CDCM - Voluntary under-recovery | H2
3. Revenue raised outside CDCM - Please describe if used | H3 | Please describe | if used
4. Revenue raised outside CDCM - Please describe if used | H4 | Please describe | if used
Total Revenue to be raised outside the CDCM | H = Sum of H1 to H4 |  |  |  | 18941143.695
Latest forecast of CDCM Revenue | I = G - H |  |  |  | 401826972.5198
Note 1: Cost categories associated with excluded services should only be populated if the Company recovers the costs of providing these services from Use of System Charges
1010. Financial and general assumptions
Sources: financial assumptions; calendar; network model.
These financial assumptions determine the annuity rate applied to convert the asset values of the network model into an annual charge.
| Rate of return | Annualisation period (years) | Annuity proportion for customer-contributed assets | Power factor | Days in the charging year
Financial and general assumptions | 4.08% | 40 | 0 | 0.95 | 365
1017. Diversity allowance between top and bottom of network level
Source: operational data analysis and/or network model.
The diversity figure against GSP is the diversity between GSP Group (the whole system) and individual GSPs.
The diversity figure against 132kV is the diversity between GSPs (the top of the 132kV network) and 132kV/EHV bulk supply points (the bottom of the 132kV network).
The diversity figure against EHV is the diversity between 132kV/EHV bulk supply points (the top of the EHV network) and EHV/HV primary substations (the bottom of the EHV network).
The diversity figure against HV is the diversity between EHV/HV primary substations (the top of the HV network) and HV/LV substations (the bottom of the HV network).
Diversity allowance between top and bottom of network level
GSPs | 5.557%
132kV | 5.415%
132kV/EHV
EHV | 8.258%
EHV/HV
HV | 11.93%
HV/LV
LV circuits
1018. Proportion of relevant load going through 132kV/HV direct transformation
132kV/HV
EHV/HV
1019. Network model GSP peak demand (MW)
Network model GSP peak demand (MW)
Network model GSP peak demand (MW) | 500
1020. Gross asset cost by network level (£)
Gross assets £
132kV | 96592074.0382
132kV/EHV | 38207514.7427
EHV | 96476557.881
EHV/HV | 60857740.4361
132kV/HV | 0
HV | 110486051.4978
HV/LV | 100312540.3177
LV circuits | 55609431.2861
1022. LV service model asset cost (£)
| LV service model 1 | LV service model 2 | LV service model 3 | LV service model 4 | LV service model 5 | LV service model 6 | LV service model 7 | LV service model 8
LV service model asset cost (£) | 10556.4059 | 527.8203 | 2481.4377 | 7965.7105 | 290.1214 | 0 | 0 | 0
1023. HV service model asset cost (£)
| HV service model 1 | HV service model 2 | HV service model 3 | HV service model 4 | HV service model 5
HV service model asset cost (£) | 19815.1262 | 17515.5354 | 1179.4388 | 0 | 0
1025. Matrix of applicability of LV service models to tariffs with fixed charges
| LV service model 1 | LV service model 2 | LV service model 3 | LV service model 4 | LV service model 5 | LV service model 6 | LV service model 7 | LV service model 8
Domestic Unrestricted | 5% | 0% | 0% | 0% | 0% | 0% | 0% | 0%
Domestic Two Rate | 5% | 0% | 0% | 0% | 0% | 0% | 0% | 0%
Small Non Domestic Unrestricted | 0% | 100% | 0% | 0% | 0% | 0% | 0% | 0%
Small Non Domestic Two Rate | 0% | 100% | 0% | 0% | 0% | 0% | 0% | 0%
LV Medium Non-Domestic | 0% | 20.26% | 79.74% | 0% | 0% | 0% | 0% | 0%
LV Sub Medium Non-Domestic | 0% | 0% | 0% | 100% | 0% | 0% | 0% | 0%
LV Network Domestic | 5% | 0% | 0% | 0% | 0% | 0% | 0% | 0%
LV Network Non-Domestic Non-CT | 0% | 100% | 0% | 0% | 0% | 0% | 0% | 0%
LV HH Metered | 0% | 0% | 100% | 0% | 0% | 0% | 0% | 0%
LV Sub HH Metered | 0% | 0% | 0% | 100% | 0% | 0% | 0% | 0%
LV Generation NHH or Aggregate HH | 0% | 0% | 0% | 0% | 0% | 0% | 0% | 0%
LV Sub Generation NHH | 0% | 0% | 0% | 0% | 0% | 0% | 0% | 0%
LV Generation Intermittent | 0% | 0% | 0% | 0% | 0% | 0% | 0% | 0%
LV Generation Intermittent no RP charge | 0% | 0% | 0% | 0% | 0% | 0% | 0% | 0%
LV Generation Non-Intermittent | 0% | 0% | 0% | 0% | 0% | 0% | 0% | 0%
LV Generation Non-Intermittent no RP charge | 0% | 0% | 0% | 0% | 0% | 0% | 0% | 0%
LV Sub Generation Intermittent | 0% | 0% | 0% | 0% | 0% | 0% | 0% | 0%
LV Sub Generation Intermittent no RP charge | 0% | 0% | 0% | 0% | 0% | 0% | 0% | 0%
LV Sub Generation Non-Intermittent | 0% | 0% | 0% | 0% | 0% | 0% | 0% | 0%
LV Sub Generation Non-Intermittent no RP charge | 0% | 0% | 0% | 0% | 0% | 0% | 0% | 0%
1026. Matrix of applicability of LV service models to unmetered tariffs
Source: service models
Proportion of service model involved in connecting load of 1 MWh/year
| LV service model 1 | LV service model 2 | LV service model 3 | LV service model 4 | LV service model 5 | LV service model 6 | LV service model 7 | LV service model 8
All LV unmetered tariffs | 0 | 0 | 0 | 0 | 2.8726 | 0 | 0 | 0
1028. Matrix of applicability of HV service models to tariffs with fixed charges
| HV service model 1 | HV service model 2 | HV service model 3 | HV service model 4 | HV service model 5
HV Medium Non-Domestic | 0% | 100% | 0% | 0% | 0%
HV HH Metered | 0% | 100% | 0% | 0% | 0%
HV Generation Intermittent | 0% | 0% | 100% | 0% | 0%
HV Generation Intermittent no RP charge | 0% | 0% | 100% | 0% | 0%
HV Generation Non-Intermittent | 0% | 0% | 100% | 0% | 0%
HV Generation Non-Intermittent no RP charge | 0% | 0% | 100% | 0% | 0%
1032. Loss adjustment factors to transmission
Source: losses model or loss adjustment factors at time of system peak.
| 132kV | 132kV/EHV | EHV | EHV/HV | HV | HV/LV | LV circuits
Loss adjustment factor | 1.0099 | 1.0148 | 1.0211 | 1.0266 | 1.0385 | 1.052 | 1.1016
1037. Embedded network (LDNO) discounts
Source: separate price control disaggregation model.
| No discount | LDNO LV: LV user | LDNO HV: LV user | LDNO HV: LV sub user | LDNO HV: HV user
LDNO discount |  | 35.73% | 57.52% | 33.12% | 20.85%
1041. Load profile data for demand users
Source: load data analysis.
| Coincidence factor | Load factor
Domestic Unrestricted | 0.90872 | 0.44611
Domestic Two Rate | 0.30613 | 0.24832
Domestic Off Peak (related MPAN) |  | 0.1662
Small Non Domestic Unrestricted | 0.64412 | 0.39789
Small Non Domestic Two Rate | 0.73957 | 0.57876
Small Non Domestic Off Peak (related MPAN) |  | 0.16697
LV Medium Non-Domestic | 0.8067 | 0.55764
LV Sub Medium Non-Domestic | 0.76629 | 0.52777
HV Medium Non-Domestic | 0.74203 | 0.52619
LV Network Domestic | 0.90872 | 0.44611
LV Network Non-Domestic Non-CT | 0.64412 | 0.39789
LV HH Metered | 0.7912 | 0.55655
LV Sub HH Metered | 0.763 | 0.56142
HV HH Metered | 0.83845 | 0.71099
NHH UMS category A | 1 | 1
NHH UMS category B | 1 | 0.47341
NHH UMS category C | 1 | 0.25799
NHH UMS category D | 0 | 0.55386
LV UMS (Pseudo HH Metered) | 0.95809 | 0.46674
1053. Volume forecasts for the charging year
Source: forecast.
Please include MPAN counts for tariffs with no fixed charge (e.g. off-peak tariffs), but exclude MPANs on tariffs with a fixed
charge that are not subject to a fixed charge due to a site grouping arrangement.
| Rate 1 units (MWh) | Rate 2 units (MWh) | Rate 3 units (MWh) | MPANs | Import capacity (kVA) | Exceeded capacity (kVA) | Reactive power units (MVArh)
> Domestic Unrestricted
Domestic Unrestricted | 6144092.5518 |  |  | 2018949.7178
LDNO LV: Domestic Unrestricted | 104732.7457 |  |  | 35823.9808
LDNO HV: Domestic Unrestricted | 69051.7771 |  |  | 22626.9151
> Domestic Two Rate
Domestic Two Rate | 453826.8085 | 453876.2263 |  | 182790
LDNO LV: Domestic Two Rate | 1211.1399 | 428.9296 |  | 426.3973
LDNO HV: Domestic Two Rate | 6389.032 | 3874.6717 |  | 2012.211
> Domestic Off Peak (related MPAN)
Domestic Off Peak (related MPAN) | 17385.2748 |  |  | 5453
LDNO LV: Domestic Off Peak (related MPAN) | 0 |  |  | 0
LDNO HV: Domestic Off Peak (related MPAN) | 0 |  |  | 0
> Small Non Domestic Unrestricted
Small Non Domestic Unrestricted | 1458594.2646 |  |  | 122302.1151
LDNO LV: Small Non Domestic Unrestricted | 3914.663 |  |  | 534.863
LDNO HV: Small Non Domestic Unrestricted | 8315.3361 |  |  | 611.2603
> Small Non Domestic Two Rate
Small Non Domestic Two Rate | 537495.3073 | 199132.1566 |  | 34717.8877
LDNO LV: Small Non Domestic Two Rate | 10.2729 | 4.5178 |  | 6
LDNO HV: Small Non Domestic Two Rate | 434.1339 | 240.3177 |  | 15
> Small Non Domestic Off Peak (related MPAN)
Small Non Domestic Off Peak (related MPAN) | 19488.6458 |  |  | 3846
LDNO LV: Small Non Domestic Off Peak (related MPAN) | 0 |  |  | 0
LDNO HV: Small Non Domestic Off Peak (related MPAN) | 0 |  |  | 0
> LV Medium Non-Domestic
LV Medium Non-Domestic | 13730.0773 | 3581.436 |  | 368.4411
LDNO LV: LV Medium Non-Domestic | 890.7409 | 190.2661 |  | 11
LDNO HV: LV Medium Non-Domestic | 1509.9903 | 395.5072 |  | 22
> LV Sub Medium Non-Domestic
LV Sub Medium Non-Domestic | 1937.0701 | 495.1971 |  | 33.9534
> HV Medium Non-Domestic
HV Medium Non-Domestic | 2190.1866 | 633.676 |  | 22.5342
> LV Network Domestic
LV Network Domestic | 0.10556 | 0.37475 | 0.51969 | 0.3286
LDNO LV: LV Network Domestic | 0 | 0 | 0 | 0
LDNO HV: LV Network Domestic | 0 | 0 | 0 | 0
> LV Network Non-Domestic Non-CT
LV Network Non-Domestic Non-CT | 22613.6999 | 80284.7877 | 111336.5171 | 4571.4466
LDNO LV: LV Network Non-Domestic Non-CT | 0 | 0 | 0 | 0
LDNO HV: LV Network Non-Domestic Non-CT | 0 | 0 | 0 | 0
> LV HH Metered
LV HH Metered | 333596.9092 | 1186283.3151 | 1528388.5791 | 12276.4767 | 1640110.5097 | 16401.1051 | 280297.9679
LDNO LV: LV HH Metered | 994.659 | 3174.0834 | 4239.6239 | 52.4658 | 5218.4794 | 52.1848 | 603.5046
LDNO HV: LV HH Metered | 9223.4581 | 31155.224 | 45933.777 | 192.9315 | 45560.975 | 455.6097 | 4148.6766
> LV Sub HH Metered
LV Sub HH Metered | 144551.1962 | 526970.3429 | 703728.8507 | 2133.7616 | 700263.4223 | 7002.6342 | 109882.1541
LDNO HV: LV Sub HH Metered | 242.0587 | 909.5622 | 1047.1772 | 6 | 3842.2293 | 38.4223 | 7.8804
> HV HH Metered
HV HH Metered | 495821.7574 | 1687087.7106 | 2760950.717 | 2188.5562 | 1850641.5751 | 18506.4158 | 395658.4245
LDNO HV: HV HH Metered | 2066.8362 | 6796.171 | 13467.8145 | 10 | 23760.3579 | 237.6036 | 124.559
> NHH UMS category A
NHH UMS category A | 21903.5088 |  |  | 210.5342
LDNO LV: NHH UMS category A | 0 |  |  | 0
LDNO HV: NHH UMS category A | 0 |  |  | 0
> NHH UMS category B
NHH UMS category B | 8688.799 |  |  | 316
LDNO LV: NHH UMS category B | 272.829 |  |  | 126.9315
LDNO HV: NHH UMS category B | 0 |  |  | 0
> NHH UMS category C
NHH UMS category C | 277.2299 |  |  | 8
LDNO LV: NHH UMS category C | 0 |  |  | 0
LDNO HV: NHH UMS category C | 0 |  |  | 0
> NHH UMS category D
NHH UMS category D | 1 |  |  | 0.028857
LDNO LV: NHH UMS category D | 0 |  |  | 0
LDNO HV: NHH UMS category D | 0 |  |  | 0
> LV UMS (Pseudo HH Metered)
LV UMS (Pseudo HH Metered) | 12533.4419 | 31367.0165 | 205047.9913 | 25
LDNO LV: LV UMS (Pseudo HH Metered) | 0 | 0 | 0 | 0
LDNO HV: LV UMS (Pseudo HH Metered) | 0 | 0 | 0 | 0
> LV Generation NHH or Aggregate HH
LV Generation NHH or Aggregate HH | 698.3812 |  |  | 55
LDNO LV: LV Generation NHH or Aggregate HH | 0 |  |  | 0
LDNO HV: LV Generation NHH or Aggregate HH | 0 |  |  | 0
> LV Sub Generation NHH
LV Sub Generation NHH | 1 |  |  | 0.078754
LDNO HV: LV Sub Generation NHH | 0 |  |  | 0
> LV Generation Intermittent
LV Generation Intermittent | 32253.2079 |  |  | 272.863 |  |  | 2569.4905
LDNO LV: LV Generation Intermittent | 0 |  |  | 0 |  |  | 0
LDNO HV: LV Generation Intermittent | 0 |  |  | 0 |  |  | 0
> LV Generation Intermittent no RP charge
LV Generation Intermittent no RP charge | 1 |  |  | 0.00846
> LV Generation Non-Intermittent
LV Generation Non-Intermittent | 476.7414 | 1609.0848 | 3505.8482 | 18 |  |  | 303.7751
LDNO LV: LV Generation Non-Intermittent | 1.047 | 7.8625 | 3.9461 | 2 |  |  | 0.77609
LDNO HV: LV Generation Non-Intermittent | 0 | 0 | 0 | 0 |  |  | 0
> LV Generation Non-Intermittent no RP charge
LV Generation Non-Intermittent no RP charge | 1 | 3.3752 | 7.3538 | 0.037756
> LV Sub Generation Intermittent
LV Sub Generation Intermittent | 2670.527 |  |  | 45.4658 |  |  | 176.0182
LDNO HV: LV Sub Generation Intermittent | 0 |  |  | 0 |  |  | 0
> LV Sub Generation Intermittent no RP charge
LV Sub Generation Intermittent no RP charge | 1 |  |  | 0.017025
> LV Sub Generation Non-Intermittent
LV Sub Generation Non-Intermittent | 140.3455 | 385.918 | 1028.7524 | 11 |  |  | 316.8913
LDNO HV: LV Sub Generation Non-Intermittent | 0 | 0 | 0 | 0 |  |  | 0
> LV Sub Generation Non-Intermittent no RP charge
LV Sub Generation Non-Intermittent no RP charge | 1 | 2.7498 | 7.3301 | 0.078378
> HV Generation Intermittent
HV Generation Intermittent | 470985.3243 |  |  | 192.3973 |  |  | 15090.8497
LDNO HV: HV Generation Intermittent | 0 |  |  | 0 |  |  | 0
> HV Generation Intermittent no RP charge
HV Generation Intermittent no RP charge | 1 |  |  | 0.0004085
> HV Generation Non-Intermittent
HV Generation Non-Intermittent | 38394.809 | 114957.3265 | 238016.9817 | 106 |  |  | 17380.3943
LDNO HV: HV Generation Non-Intermittent | 0 | 0 | 0 | 0 |  |  | 0
> HV Generation Non-Intermittent no RP charge
HV Generation Non-Intermittent no RP charge | 1 | 0 | 0 | 0.0027608
1055. Transmission exit charges (£/year)
Source: forecast.
Transmission exit
Transmission exit charges (£/year) | 19616468.7989
1059. Other expenditure
| Direct cost (£/year) | Indirect cost (£/year) | Indirect cost proportion | Network rates (£/year)
Other expenditure | 29892738.306 | 105910608.5544 | 0.6 | 24343168.5074
1060. Customer contributions under current connection charging policy
Source: analysis of expenditure data and/or survey of capital expenditure schemes.
Customer contribution percentages by network level of supply and by asset network level.
These proportions should reflect the current connection charging method, not necessarily the method that was in place when the connection was built.
| Assets 132kV | Assets 132kV/EHV | Assets EHV | Assets EHV/HV | Assets 132kV/HV | Assets HV | Assets HV/LV | Assets LV circuits
LV network | [5 empty] | 30% | 30% | 97%
LV substation | [5 empty] | 30% | 97%
HV network |  |  |  | 57% |  | 91%
HV substation |  |  | 57% | 92%
1061. Average split of rate 1 units by distribution time band
| Red | Amber | Green
Domestic Unrestricted | 12.68% | 33.26% | 54.06%
Domestic Two Rate | 13.73% | 35.29% | 50.98%
Domestic Off Peak (related MPAN) | 0.5626% | 9.421% | 90.02%
Small Non Domestic Unrestricted | 10.96% | 44.51% | 44.53%
Small Non Domestic Two Rate | 12.37% | 46.08% | 41.55%
Small Non Domestic Off Peak (related MPAN) | 0.1715% | 5.248% | 94.58%
LV Medium Non-Domestic | 13.64% | 48.5% | 37.85%
LV Sub Medium Non-Domestic | 13.41% | 48.12% | 38.47%
HV Medium Non-Domestic | 13.21% | 48.92% | 37.88%
1062. Average split of rate 2 units by distribution time band
| Red | Amber | Green
Domestic Two Rate | 0% | 0% | 100%
Small Non Domestic Two Rate | 0% | 0% | 100%
LV Medium Non-Domestic | 0% | 0% | 100%
LV Sub Medium Non-Domestic | 0% | 0% | 100%
HV Medium Non-Domestic | 0% | 0% | 100%
1064. Average split of rate 1 units by special distribution time band
| Black | Yellow | Green
NHH UMS category A | 2.934% | 34.89% | 62.17%
NHH UMS category B | 4.977% | 8.411% | 86.61%
NHH UMS category C | 9.548% | 16.51% | 73.94%
NHH UMS category D | 1.666% | 56.75% | 41.58%
1066. Typical annual hours by special distribution time band
Source: definition of distribution time bands.
The figures in this table will be automatically adjusted to match the number of days in the charging period.
| Black | Yellow | Green
Annual hours | 261 | 3044 | 5455
1068. Typical annual hours by distribution time band
Source: definition of distribution time bands.
The figures in this table will be automatically adjusted to match the number of days in the charging period.
| Red | Amber | Green
Annual hours | 780 | 2525 | 5455
1069. Peaking probabilities by network level
Source: analysis of network operation data.
Red, amber and green peaking probabilities
| Red | Amber | Green | Black peaking probabilities
GSPs | 87.72% | 10.53% | 1.754% | 85.98%
132kV | 67.28% | 24.28% | 8.44% | 62.59%
132kV/EHV | 67.28% | 24.28% | 8.44% | 62.59%
EHV | 57.3% | 33.85% | 8.841% | 53.24%
EHV/HV | 57.3% | 33.85% | 8.841% | 53.24%
132kV/HV | 0% | 0% | 0% | 0%
HV | 57.3% | 33.85% | 8.841% | 53.24%
HV/LV | 57.3% | 33.85% | 8.841% | 53.24%
LV circuits | 57.3% | 33.85% | 8.841% | 53.24%
1092. Average kVAr by kVA, by network level
Source: analysis of operational data.
This is the average of MVAr/MVA or SQRT(1-PF^2) across relevant network elements.
| GSPs | 132kV | 132kV/EHV | EHV | EHV/HV | 132kV/HV | HV | HV/LV | LV circuits
Average kVAr by kVA, by network level | 0.17662 | 0.17662 | 0.17225 | 0.17225 | 0.14022 | 0 | 0.14022 | 0.14022 | 0.14022
1201. Current tariff information
| Current revenues if known (£) | Current Unit rate 1 p/kWh | Current Unit rate 2 p/kWh | Current Unit rate 3 p/kWh | Current Fixed charge p/MPAN/day | Current Capacity charge p/kVA/day | Current Exceeded capacity charge p/kVA/day | Current Reactive power charge p/kVArh
Domestic Unrestricted |  | 2.181 |  |  | 3.13
Domestic Two Rate |  | 2.595 | 0.194 |  | 3.13
Domestic Off Peak (related MPAN) |  | 0.249
Small Non Domestic Unrestricted |  | 2.089 |  |  | 3.13
Small Non Domestic Two Rate |  | 2.143 | 0.162 |  | 3.13
Small Non Domestic Off Peak (related MPAN) |  | 0.18
LV Medium Non-Domestic |  | 1.766 | 0.123 |  | 10.58
LV Sub Medium Non-Domestic |  | 1.455 | 0.097 |  | 39.99
HV Medium Non-Domestic |  | 1.257 | 0.067 |  | 163.21
LV Network Domestic |  | 13.094 | 1.349 | 0.174 | 3.13
LV Network Non-Domestic Non-CT |  | 12.734 | 1.312 | 0.169 | 3.13
LV HH Metered |  | 9.657 | 0.91 | 0.116 | 12.46 | 2.91 | 2.91 | 0.269
LV Sub HH Metered |  | 8.153 | 0.702 | 0.089 | 39.99 | 2.92 | 2.92 | 0.212
HV HH Metered |  | 6.265 | 0.463 | 0.057 | 87.93 | 2.7 | 2.7 | 0.147
NHH UMS category A |  | 2.851
NHH UMS category B |  | 3.224
NHH UMS category C |  | 4.652
NHH UMS category D |  | 2.67
LV UMS (Pseudo HH Metered) |  | 31.269 | 2.563 | 1.667

## LAFs
Loss adjustment factors and network use matrices for Electricity North West Limited in 2018/19 (Version 1)
This sheet calculates matrices of loss adjustment factors and of network use factors.
These matrices map out the extent to which each type of user uses each level of the network, and are used throughout the workbook.
2001. Loss adjustment factors to transmission
Data sources:
x1 = Network level for each tariff (to get loss factors applicable to capacity) (in Loss adjustment factors to transmission)
x2 = 1032. Loss adjustment factors to transmission
Kind: | Fixed data | [6 empty] | Sum-product calculation
Formula: | [7 empty] | =SUMPRODUCT(x1, x2)
Network level for each tariff (to get loss factors applicable to capacity)
| 132kV | 132kV/EHV | EHV | EHV/HV | HV | HV/LV | LV circuits | Loss adjustment factor
Domestic Unrestricted | 0 | 0 | 0 | 0 | 0 | 0 | 1 | 1.1016
Domestic Two Rate | 0 | 0 | 0 | 0 | 0 | 0 | 1 | 1.1016
Domestic Off Peak (related MPAN) | 0 | 0 | 0 | 0 | 0 | 0 | 1 | 1.1016
Small Non Domestic Unrestricted | 0 | 0 | 0 | 0 | 0 | 0 | 1 | 1.1016
Small Non Domestic Two Rate | 0 | 0 | 0 | 0 | 0 | 0 | 1 | 1.1016
Small Non Domestic Off Peak (related MPAN) | 0 | 0 | 0 | 0 | 0 | 0 | 1 | 1.1016
LV Medium Non-Domestic | 0 | 0 | 0 | 0 | 0 | 0 | 1 | 1.1016
LV Sub Medium Non-Domestic | 0 | 0 | 0 | 0 | 0 | 1 | 0 | 1.052
HV Medium Non-Domestic | 0 | 0 | 0 | 0 | 1 | 0 | 0 | 1.0385
LV Network Domestic | 0 | 0 | 0 | 0 | 0 | 0 | 1 | 1.1016
LV Network Non-Domestic Non-CT | 0 | 0 | 0 | 0 | 0 | 0 | 1 | 1.1016
LV HH Metered | 0 | 0 | 0 | 0 | 0 | 0 | 1 | 1.1016
LV Sub HH Metered | 0 | 0 | 0 | 0 | 0 | 1 | 0 | 1.052
HV HH Metered | 0 | 0 | 0 | 0 | 1 | 0 | 0 | 1.0385
NHH UMS category A | 0 | 0 | 0 | 0 | 0 | 0 | 1 | 1.1016
NHH UMS category B | 0 | 0 | 0 | 0 | 0 | 0 | 1 | 1.1016
NHH UMS category C | 0 | 0 | 0 | 0 | 0 | 0 | 1 | 1.1016
NHH UMS category D | 0 | 0 | 0 | 0 | 0 | 0 | 1 | 1.1016
LV UMS (Pseudo HH Metered) | 0 | 0 | 0 | 0 | 0 | 0 | 1 | 1.1016
LV Generation NHH or Aggregate HH | 0 | 0 | 0 | 0 | 0 | 0 | 1 | 1.1016
LV Sub Generation NHH | 0 | 0 | 0 | 0 | 0 | 1 | 0 | 1.052
LV Generation Intermittent | 0 | 0 | 0 | 0 | 0 | 0 | 1 | 1.1016
LV Generation Intermittent no RP charge | 0 | 0 | 0 | 0 | 0 | 0 | 1 | 1.1016
LV Generation Non-Intermittent | 0 | 0 | 0 | 0 | 0 | 0 | 1 | 1.1016
LV Generation Non-Intermittent no RP charge | 0 | 0 | 0 | 0 | 0 | 0 | 1 | 1.1016
LV Sub Generation Intermittent | 0 | 0 | 0 | 0 | 0 | 1 | 0 | 1.052
LV Sub Generation Intermittent no RP charge | 0 | 0 | 0 | 0 | 0 | 1 | 0 | 1.052
LV Sub Generation Non-Intermittent | 0 | 0 | 0 | 0 | 0 | 1 | 0 | 1.052
LV Sub Generation Non-Intermittent no RP charge | 0 | 0 | 0 | 0 | 0 | 1 | 0 | 1.052
HV Generation Intermittent | 0 | 0 | 0 | 0 | 1 | 0 | 0 | 1.0385
HV Generation Intermittent no RP charge | 0 | 0 | 0 | 0 | 1 | 0 | 0 | 1.0385
HV Generation Non-Intermittent | 0 | 0 | 0 | 0 | 1 | 0 | 0 | 1.0385
HV Generation Non-Intermittent no RP charge | 0 | 0 | 0 | 0 | 1 | 0 | 0 | 1.0385
2002. Mapping of DRM network levels to core network levels
| 132kV | 132kV/EHV | EHV | EHV/HV | HV | HV/LV | LV circuits
132kV | 1 | 0 | 0 | 0 | 0 | 0 | 0
132kV/EHV | 0 | 1 | 0 | 0 | 0 | 0 | 0
EHV | 0 | 0 | 1 | 0 | 0 | 0 | 0
EHV/HV | 0 | 0 | 0 | 1 | 0 | 0 | 0
132kV/HV | 0 | 0 | 0 | 1 | 0 | 0 | 0
HV | 0 | 0 | 0 | 0 | 1 | 0 | 0
HV/LV | 0 | 0 | 0 | 0 | 0 | 1 | 0
LV circuits | 0 | 0 | 0 | 0 | 0 | 0 | 1
2003. Loss adjustment factor to transmission for each DRM network level
Data sources:
x1 = 2002. Mapping of DRM network levels to core network levels
x2 = 1032. Loss adjustment factors to transmission
Sum-product calculation =SUMPRODUCT(x1, x2)
Loss adjustment factor to transmission for each DRM network level
132kV | 1.0099
132kV/EHV | 1.0148
EHV | 1.0211
EHV/HV | 1.0266
132kV/HV | 1.0266
HV | 1.0385
HV/LV | 1.052
LV circuits | 1.1016
2004. Loss adjustment factor to transmission for each network level
Data sources:
x1 = 2003. Loss adjustment factor to transmission for each DRM network level
x2 = 1 for GSP level
Combine tables = x1 or x2
| GSPs | 132kV | 132kV/EHV | EHV | EHV/HV | 132kV/HV | HV | HV/LV | LV circuits
Loss adjustment factor to transmission for each network level | 1 | 1.0099 | 1.0148 | 1.0211 | 1.0266 | 1.0266 | 1.0385 | 1.052 | 1.1016
2005. Network use factors
These network use factors indicate to what extent each network level is used by each tariff. This table reflects the policy that
generators receive credits only in respect of network levels above the voltage of connection. Generators do not receive credits at the
voltage of connection. The factors in this table are before any adjustment for a 132kV/HV network level or for generation-dominated areas.
| GSPs | 132kV | 132kV/EHV | EHV | EHV/HV | HV | HV/LV | LV circuits
Domestic Unrestricted | 1 | 1 | 1 | 1 | 1 | 1 | 1 | 1
Domestic Two Rate | 1 | 1 | 1 | 1 | 1 | 1 | 1 | 1
Domestic Off Peak (related MPAN) | 1 | 1 | 1 | 1 | 1 | 1 | 1 | 1
Small Non Domestic Unrestricted | 1 | 1 | 1 | 1 | 1 | 1 | 1 | 1
Small Non Domestic Two Rate | 1 | 1 | 1 | 1 | 1 | 1 | 1 | 1
Small Non Domestic Off Peak (related MPAN) | 1 | 1 | 1 | 1 | 1 | 1 | 1 | 1
LV Medium Non-Domestic | 1 | 1 | 1 | 1 | 1 | 1 | 1 | 1
LV Sub Medium Non-Domestic | 1 | 1 | 1 | 1 | 1 | 1 | 1 | 0
HV Medium Non-Domestic | 1 | 1 | 1 | 1 | 1 | 1 | 0 | 0
LV Network Domestic | 1 | 1 | 1 | 1 | 1 | 1 | 1 | 1
LV Network Non-Domestic Non-CT | 1 | 1 | 1 | 1 | 1 | 1 | 1 | 1
LV HH Metered | 1 | 1 | 1 | 1 | 1 | 1 | 1 | 1
LV Sub HH Metered | 1 | 1 | 1 | 1 | 1 | 1 | 1 | 0
HV HH Metered | 1 | 1 | 1 | 1 | 1 | 1 | 0 | 0
NHH UMS category A | 1 | 1 | 1 | 1 | 1 | 1 | 1 | 1
NHH UMS category B | 1 | 1 | 1 | 1 | 1 | 1 | 1 | 1
NHH UMS category C | 1 | 1 | 1 | 1 | 1 | 1 | 1 | 1
NHH UMS category D | 1 | 1 | 1 | 1 | 1 | 1 | 1 | 1
LV UMS (Pseudo HH Metered) | 1 | 1 | 1 | 1 | 1 | 1 | 1 | 1
LV Generation NHH or Aggregate HH | 1 | 1 | 1 | 1 | 1 | 1 | 1 | 0
LV Sub Generation NHH | 1 | 1 | 1 | 1 | 1 | 1 | 0 | 0
LV Generation Intermittent | 1 | 1 | 1 | 1 | 1 | 1 | 1 | 0
LV Generation Intermittent no RP charge | 1 | 1 | 1 | 1 | 1 | 1 | 1 | 0
LV Generation Non-Intermittent | 1 | 1 | 1 | 1 | 1 | 1 | 1 | 0
LV Generation Non-Intermittent no RP charge | 1 | 1 | 1 | 1 | 1 | 1 | 1 | 0
LV Sub Generation Intermittent | 1 | 1 | 1 | 1 | 1 | 1 | 0 | 0
LV Sub Generation Intermittent no RP charge | 1 | 1 | 1 | 1 | 1 | 1 | 0 | 0
LV Sub Generation Non-Intermittent | 1 | 1 | 1 | 1 | 1 | 1 | 0 | 0
LV Sub Generation Non-Intermittent no RP charge | 1 | 1 | 1 | 1 | 1 | 1 | 0 | 0
HV Generation Intermittent | 1 | 1 | 1 | 1 | 1 | 0 | 0 | 0
HV Generation Intermittent no RP charge | 1 | 1 | 1 | 1 | 1 | 0 | 0 | 0
HV Generation Non-Intermittent | 1 | 1 | 1 | 1 | 1 | 0 | 0 | 0
HV Generation Non-Intermittent no RP charge | 1 | 1 | 1 | 1 | 1 | 0 | 0 | 0
2006. Proportion going through 132kV/EHV
Data sources:
x1 = 1018. Proportion of relevant load going through 132kV/HV direct transformation
Calculation =1-x1
132kV/EHV
132kV/EHV | 100%
2007. Proportion going through EHV
Data sources:
x1 = 1018. Proportion of relevant load going through 132kV/HV direct transformation
Calculation =1-x1
EHV
EHV | 100%
2008. Proportion going through EHV/HV
Data sources:
x1 = 1018. Proportion of relevant load going through 132kV/HV direct transformation
Calculation =1-x1
EHV/HV
EHV/HV | 100%
2009. Rerouteing matrix for all network levels
Data sources:
x1 = 1018. Proportion of relevant load going through 132kV/HV direct transformation
x2 = 2006. Proportion going through 132kV/EHV
x3 = 2007. Proportion going through EHV
x4 = 2008. Proportion going through EHV/HV
x5 = Rerouteing matrix: default elements
x6 = Map GSP to GSP
Combine tables = x1 or x2 or x3 or x4 or x5 or x6
| GSPs | 132kV | 132kV/EHV | EHV | EHV/HV | HV | HV/LV | LV circuits
GSPs | 1
132kV |  | 100% | 0% | 0% | 0% | 0% | 0% | 0%
132kV/EHV |  | 0% | 100% | 0% | 0% | 0% | 0% | 0%
EHV |  | 0% | 0% | 100% | 0% | 0% | 0% | 0%
EHV/HV |  | 0% | 0% | 0% | 100% | 0% | 0% | 0%
132kV/HV |  | 0% | 0% | 0% | 0% | 0% | 0% | 0%
HV |  | 0% | 0% | 0% | 0% | 100% | 0% | 0%
HV/LV |  | 0% | 0% | 0% | 0% | 0% | 100% | 0%
LV circuits |  | 0% | 0% | 0% | 0% | 0% | 0% | 100%
2010. Network use factors: interim step in calculations before adjustments
Data sources:
x1 = 2005. Network use factors
x2 = 2009. Rerouteing matrix for all network levels
Sum-product calculation =SUMPRODUCT(x1, x2)
| GSPs | 132kV | 132kV/EHV | EHV | EHV/HV | 132kV/HV | HV | HV/LV | LV circuits
Domestic Unrestricted | 1 | 1 | 1 | 1 | 1 | 0 | 1 | 1 | 1
Domestic Two Rate | 1 | 1 | 1 | 1 | 1 | 0 | 1 | 1 | 1
Domestic Off Peak (related MPAN) | 1 | 1 | 1 | 1 | 1 | 0 | 1 | 1 | 1
Small Non Domestic Unrestricted | 1 | 1 | 1 | 1 | 1 | 0 | 1 | 1 | 1
Small Non Domestic Two Rate | 1 | 1 | 1 | 1 | 1 | 0 | 1 | 1 | 1
Small Non Domestic Off Peak (related MPAN) | 1 | 1 | 1 | 1 | 1 | 0 | 1 | 1 | 1
LV Medium Non-Domestic | 1 | 1 | 1 | 1 | 1 | 0 | 1 | 1 | 1
LV Sub Medium Non-Domestic | 1 | 1 | 1 | 1 | 1 | 0 | 1 | 1 | 0
HV Medium Non-Domestic | 1 | 1 | 1 | 1 | 1 | 0 | 1 | 0 | 0
LV Network Domestic | 1 | 1 | 1 | 1 | 1 | 0 | 1 | 1 | 1
LV Network Non-Domestic Non-CT | 1 | 1 | 1 | 1 | 1 | 0 | 1 | 1 | 1
LV HH Metered | 1 | 1 | 1 | 1 | 1 | 0 | 1 | 1 | 1
LV Sub HH Metered | 1 | 1 | 1 | 1 | 1 | 0 | 1 | 1 | 0
HV HH Metered | 1 | 1 | 1 | 1 | 1 | 0 | 1 | 0 | 0
NHH UMS category A | 1 | 1 | 1 | 1 | 1 | 0 | 1 | 1 | 1
NHH UMS category B | 1 | 1 | 1 | 1 | 1 | 0 | 1 | 1 | 1
NHH UMS category C | 1 | 1 | 1 | 1 | 1 | 0 | 1 | 1 | 1
NHH UMS category D | 1 | 1 | 1 | 1 | 1 | 0 | 1 | 1 | 1
LV UMS (Pseudo HH Metered) | 1 | 1 | 1 | 1 | 1 | 0 | 1 | 1 | 1
LV Generation NHH or Aggregate HH | 1 | 1 | 1 | 1 | 1 | 0 | 1 | 1 | 0
LV Sub Generation NHH | 1 | 1 | 1 | 1 | 1 | 0 | 1 | 0 | 0
LV Generation Intermittent | 1 | 1 | 1 | 1 | 1 | 0 | 1 | 1 | 0
LV Generation Intermittent no RP charge | 1 | 1 | 1 | 1 | 1 | 0 | 1 | 1 | 0
LV Generation Non-Intermittent | 1 | 1 | 1 | 1 | 1 | 0 | 1 | 1 | 0
LV Generation Non-Intermittent no RP charge | 1 | 1 | 1 | 1 | 1 | 0 | 1 | 1 | 0
LV Sub Generation Intermittent | 1 | 1 | 1 | 1 | 1 | 0 | 1 | 0 | 0
LV Sub Generation Intermittent no RP charge | 1 | 1 | 1 | 1 | 1 | 0 | 1 | 0 | 0
LV Sub Generation Non-Intermittent | 1 | 1 | 1 | 1 | 1 | 0 | 1 | 0 | 0
LV Sub Generation Non-Intermittent no RP charge | 1 | 1 | 1 | 1 | 1 | 0 | 1 | 0 | 0
HV Generation Intermittent | 1 | 1 | 1 | 1 | 1 | 0 | 0 | 0 | 0
HV Generation Intermittent no RP charge | 1 | 1 | 1 | 1 | 1 | 0 | 0 | 0 | 0
HV Generation Non-Intermittent | 1 | 1 | 1 | 1 | 1 | 0 | 0 | 0 | 0
HV Generation Non-Intermittent no RP charge | 1 | 1 | 1 | 1 | 1 | 0 | 0 | 0 | 0
2011. Network use factors for all tariffs
Data sources:
x1 = Network use factors including 132kV/HV for generation dominated tariffs
x2 = Network use factors including 132kV/HV for HV Sub tariffs
x3 = 2010. Network use factors: interim step in calculations before adjustments
Combine tables = x1 or x2 or x3
| GSPs | 132kV | 132kV/EHV | EHV | EHV/HV | 132kV/HV | HV | HV/LV | LV circuits
Domestic Unrestricted | 1 | 1 | 1 | 1 | 1 | 0 | 1 | 1 | 1
Domestic Two Rate | 1 | 1 | 1 | 1 | 1 | 0 | 1 | 1 | 1
Domestic Off Peak (related MPAN) | 1 | 1 | 1 | 1 | 1 | 0 | 1 | 1 | 1
Small Non Domestic Unrestricted | 1 | 1 | 1 | 1 | 1 | 0 | 1 | 1 | 1
Small Non Domestic Two Rate | 1 | 1 | 1 | 1 | 1 | 0 | 1 | 1 | 1
Small Non Domestic Off Peak (related MPAN) | 1 | 1 | 1 | 1 | 1 | 0 | 1 | 1 | 1
LV Medium Non-Domestic | 1 | 1 | 1 | 1 | 1 | 0 | 1 | 1 | 1
LV Sub Medium Non-Domestic | 1 | 1 | 1 | 1 | 1 | 0 | 1 | 1 | 0
HV Medium Non-Domestic | 1 | 1 | 1 | 1 | 1 | 0 | 1 | 0 | 0
LV Network Domestic | 1 | 1 | 1 | 1 | 1 | 0 | 1 | 1 | 1
LV Network Non-Domestic Non-CT | 1 | 1 | 1 | 1 | 1 | 0 | 1 | 1 | 1
LV HH Metered | 1 | 1 | 1 | 1 | 1 | 0 | 1 | 1 | 1
LV Sub HH Metered | 1 | 1 | 1 | 1 | 1 | 0 | 1 | 1 | 0
HV HH Metered | 1 | 1 | 1 | 1 | 1 | 0 | 1 | 0 | 0
NHH UMS category A | 1 | 1 | 1 | 1 | 1 | 0 | 1 | 1 | 1
NHH UMS category B | 1 | 1 | 1 | 1 | 1 | 0 | 1 | 1 | 1
NHH UMS category C | 1 | 1 | 1 | 1 | 1 | 0 | 1 | 1 | 1
NHH UMS category D | 1 | 1 | 1 | 1 | 1 | 0 | 1 | 1 | 1
LV UMS (Pseudo HH Metered) | 1 | 1 | 1 | 1 | 1 | 0 | 1 | 1 | 1
LV Generation NHH or Aggregate HH | 1 | 1 | 1 | 1 | 1 | 0 | 1 | 1 | 0
LV Sub Generation NHH | 1 | 1 | 1 | 1 | 1 | 0 | 1 | 0 | 0
LV Generation Intermittent | 1 | 1 | 1 | 1 | 1 | 0 | 1 | 1 | 0
LV Generation Intermittent no RP charge | 1 | 1 | 1 | 1 | 1 | 0 | 1 | 1 | 0
LV Generation Non-Intermittent | 1 | 1 | 1 | 1 | 1 | 0 | 1 | 1 | 0
LV Generation Non-Intermittent no RP charge | 1 | 1 | 1 | 1 | 1 | 0 | 1 | 1 | 0
LV Sub Generation Intermittent | 1 | 1 | 1 | 1 | 1 | 0 | 1 | 0 | 0
LV Sub Generation Intermittent no RP charge | 1 | 1 | 1 | 1 | 1 | 0 | 1 | 0 | 0
LV Sub Generation Non-Intermittent | 1 | 1 | 1 | 1 | 1 | 0 | 1 | 0 | 0
LV Sub Generation Non-Intermittent no RP charge | 1 | 1 | 1 | 1 | 1 | 0 | 1 | 0 | 0
HV Generation Intermittent | 1 | 1 | 1 | 1 | 1 | 0 | 0 | 0 | 0
HV Generation Intermittent no RP charge | 1 | 1 | 1 | 1 | 1 | 0 | 0 | 0 | 0
HV Generation Non-Intermittent | 1 | 1 | 1 | 1 | 1 | 0 | 0 | 0 | 0
HV Generation Non-Intermittent no RP charge | 1 | 1 | 1 | 1 | 1 | 0 | 0 | 0 | 0
2012. Loss adjustment factors between end user meter reading and each network level, scaled by network use
Data sources:
x1 = 2004. Loss adjustment factor to transmission for each network level
x2 = 2011. Network use factors for all tariffs
x3 = 2001. Loss adjustment factor to transmission (in Loss adjustment factors to transmission)
Calculation =IF(x1="",x2,x2*x3/x1)
| GSPs | 132kV | 132kV/EHV | EHV | EHV/HV | 132kV/HV | HV | HV/LV | LV circuits
Domestic Unrestricted | 1.1016 | 1.0907 | 1.0855 | 1.0788 | 1.0731 | 0 | 1.0608 | 1.0472 | 1
Domestic Two Rate | 1.1016 | 1.0907 | 1.0855 | 1.0788 | 1.0731 | 0 | 1.0608 | 1.0472 | 1
Domestic Off Peak (related MPAN) | 1.1016 | 1.0907 | 1.0855 | 1.0788 | 1.0731 | 0 | 1.0608 | 1.0472 | 1
Small Non Domestic Unrestricted | 1.1016 | 1.0907 | 1.0855 | 1.0788 | 1.0731 | 0 | 1.0608 | 1.0472 | 1
Small Non Domestic Two Rate | 1.1016 | 1.0907 | 1.0855 | 1.0788 | 1.0731 | 0 | 1.0608 | 1.0472 | 1
Small Non Domestic Off Peak (related MPAN) | 1.1016 | 1.0907 | 1.0855 | 1.0788 | 1.0731 | 0 | 1.0608 | 1.0472 | 1
LV Medium Non-Domestic | 1.1016 | 1.0907 | 1.0855 | 1.0788 | 1.0731 | 0 | 1.0608 | 1.0472 | 1
LV Sub Medium Non-Domestic | 1.052 | 1.0416 | 1.0366 | 1.0302 | 1.0247 | 0 | 1.013 | 1 | 0
HV Medium Non-Domestic | 1.0385 | 1.0283 | 1.0233 | 1.017 | 1.0116 | 0 | 1 | 0 | 0
LV Network Domestic | 1.1016 | 1.0907 | 1.0855 | 1.0788 | 1.0731 | 0 | 1.0608 | 1.0472 | 1
LV Network Non-Domestic Non-CT | 1.1016 | 1.0907 | 1.0855 | 1.0788 | 1.0731 | 0 | 1.0608 | 1.0472 | 1
LV HH Metered | 1.1016 | 1.0907 | 1.0855 | 1.0788 | 1.0731 | 0 | 1.0608 | 1.0472 | 1
LV Sub HH Metered | 1.052 | 1.0416 | 1.0366 | 1.0302 | 1.0247 | 0 | 1.013 | 1 | 0
HV HH Metered | 1.0385 | 1.0283 | 1.0233 | 1.017 | 1.0116 | 0 | 1 | 0 | 0
NHH UMS category A | 1.1016 | 1.0907 | 1.0855 | 1.0788 | 1.0731 | 0 | 1.0608 | 1.0472 | 1
NHH UMS category B | 1.1016 | 1.0907 | 1.0855 | 1.0788 | 1.0731 | 0 | 1.0608 | 1.0472 | 1
NHH UMS category C | 1.1016 | 1.0907 | 1.0855 | 1.0788 | 1.0731 | 0 | 1.0608 | 1.0472 | 1
NHH UMS category D | 1.1016 | 1.0907 | 1.0855 | 1.0788 | 1.0731 | 0 | 1.0608 | 1.0472 | 1
LV UMS (Pseudo HH Metered) | 1.1016 | 1.0907 | 1.0855 | 1.0788 | 1.0731 | 0 | 1.0608 | 1.0472 | 1
LV Generation NHH or Aggregate HH | 1.1016 | 1.0907 | 1.0855 | 1.0788 | 1.0731 | 0 | 1.0608 | 1.0472 | 0
LV Sub Generation NHH | 1.052 | 1.0416 | 1.0366 | 1.0302 | 1.0247 | 0 | 1.013 | 0 | 0
LV Generation Intermittent | 1.1016 | 1.0907 | 1.0855 | 1.0788 | 1.0731 | 0 | 1.0608 | 1.0472 | 0
LV Generation Intermittent no RP charge | 1.1016 | 1.0907 | 1.0855 | 1.0788 | 1.0731 | 0 | 1.0608 | 1.0472 | 0
LV Generation Non-Intermittent | 1.1016 | 1.0907 | 1.0855 | 1.0788 | 1.0731 | 0 | 1.0608 | 1.0472 | 0
LV Generation Non-Intermittent no RP charge | 1.1016 | 1.0907 | 1.0855 | 1.0788 | 1.0731 | 0 | 1.0608 | 1.0472 | 0
LV Sub Generation Intermittent | 1.052 | 1.0416 | 1.0366 | 1.0302 | 1.0247 | 0 | 1.013 | 0 | 0
LV Sub Generation Intermittent no RP charge | 1.052 | 1.0416 | 1.0366 | 1.0302 | 1.0247 | 0 | 1.013 | 0 | 0
LV Sub Generation Non-Intermittent | 1.052 | 1.0416 | 1.0366 | 1.0302 | 1.0247 | 0 | 1.013 | 0 | 0
LV Sub Generation Non-Intermittent no RP charge | 1.052 | 1.0416 | 1.0366 | 1.0302 | 1.0247 | 0 | 1.013 | 0 | 0
HV Generation Intermittent | 1.0385 | 1.0283 | 1.0233 | 1.017 | 1.0116 | 0 | 0 | 0 | 0
HV Generation Intermittent no RP charge | 1.0385 | 1.0283 | 1.0233 | 1.017 | 1.0116 | 0 | 0 | 0 | 0
HV Generation Non-Intermittent | 1.0385 | 1.0283 | 1.0233 | 1.017 | 1.0116 | 0 | 0 | 0 | 0
HV Generation Non-Intermittent no RP charge | 1.0385 | 1.0283 | 1.0233 | 1.017 | 1.0116 | 0 | 0 | 0 | 0

## DRM
Network model for Electricity North West Limited in 2018/19 (Version 1)
This sheet collects data from a network model and calculates aggregated annuitised unit costs from these data.
2101. Annuity rate
Data sources:
x1 = 1010. Rate of return (in Financial and general assumptions)
x2 = 1010. Annualisation period (years) (in Financial and general assumptions)
x3 = 1010. Days in the charging year (in Financial and general assumptions)
Calculation =PMT(x1,x2,-1)*IF(OR(x3>366,x3<365),x3/365.25,1)
Annuity rate
Annuity rate | 5.113%
2102. Loss adjustment factor to transmission for each core level
Data sources:
x1 = 1032. Loss adjustment factors to transmission
x2 = 1 for GSP level
Combine tables = x1 or x2
| GSPs | 132kV | 132kV/EHV | EHV | EHV/HV | HV | HV/LV | LV circuits
Loss adjustment factor to transmission for each core level | 1 | 1.0099 | 1.0148 | 1.0211 | 1.0266 | 1.0385 | 1.052 | 1.1016
2103. Loss adjustment factors
Data sources:
x1 = 2102. Loss adjustment factor to transmission for each core level
x2 = Loss adjustment factor to transmission for network level exit (in Loss adjustment factors)
Kind: | Copy cells | Special copy
Formula: | =x1 | = x2
| Loss adjustment factor to transmission for network level exit | Loss adjustment factor to transmission for network level entry
GSPs | 1
132kV | 1.0099 | 1
132kV/EHV | 1.0148 | 1.0099
EHV | 1.0211 | 1.0148
EHV/HV | 1.0266 | 1.0211
HV | 1.0385 | 1.0266
HV/LV | 1.052 | 1.0385
LV circuits | 1.1016 | 1.052
2104. Diversity calculations
Data sources:
x1 = 1017. Diversity allowance between top and bottom of network level
x2 = Coincidence to system peak at level exit (in Diversity calculations)
Kind: | Special calculation | Special calculation | Special calculation
Formula: | =previous/(1+x1) | =previous/(1+x1) | =1/x2-1
| Coincidence to GSP peak at level exit | Coincidence to system peak at level exit | Diversity allowance between level exit and GSP Group
GSPs |  | 94.74% | 5.557%
132kV | 94.86% | 89.87% | 11.27%
132kV/EHV | 94.86% | 89.87% | 11.27%
EHV | 87.63% | 83.01% | 20.46%
EHV/HV | 87.63% | 83.01% | 20.46%
HV | 78.29% | 74.17% | 34.83%
HV/LV | 78.29% | 74.17% | 34.83%
LV circuits | 78.29% | 74.17%
2105. Network model total maximum demand at substation (MW)
Data sources:
x1 = 1019. Network model GSP peak demand (MW)
x2 = 2104. Coincidence to GSP peak at level exit (in Diversity calculations)
Calculation =x1/x2
Network model total maximum demand at substation (MW)
132kV | 527.0729
132kV/EHV | 527.0729
EHV | 570.5991
EHV/HV | 570.5991
HV | 638.647
HV/LV | 638.647
LV circuits | 638.647
2106. Network model contribution to system maximum load measured at network level exit (MW)
Data sources:
x1 = 2105. Network model total maximum demand at substation (MW)
x2 = 2104. Coincidence to system peak at level exit (in Diversity calculations)
x3 = 2103. Loss adjustment factor to transmission for network level exit (in Loss adjustment factors)
Calculation =x1*x2/x3
Network model contribution to system maximum load measured at network level exit (MW)
132kV | 469.0234
132kV/EHV | 466.7524
EHV | 463.8891
EHV/HV | 461.4223
HV | 456.1373
HV/LV | 450.2824
LV circuits | 430.0035
2107. Rerouteing matrix for DRM network levels
Data sources:
x1 = 1018. Proportion of relevant load going through 132kV/HV direct transformation
x2 = 2006. Proportion going through 132kV/EHV
x3 = 2007. Proportion going through EHV
x4 = 2008. Proportion going through EHV/HV
x5 = Rerouteing matrix: default elements
Combine tables = x1 or x2 or x3 or x4 or x5
| 132kV | 132kV/EHV | EHV | EHV/HV | 132kV/HV | HV | HV/LV | LV circuits
132kV | 100% | 0% | 0% | 0% | 0% | 0% | 0% | 0%
132kV/EHV | 0% | 100% | 0% | 0% | 0% | 0% | 0% | 0%
EHV | 0% | 0% | 100% | 0% | 0% | 0% | 0% | 0%
EHV/HV | 0% | 0% | 0% | 100% | 0% | 0% | 0% | 0%
HV | 0% | 0% | 0% | 0% | 0% | 100% | 0% | 0%
HV/LV | 0% | 0% | 0% | 0% | 0% | 0% | 100% | 0%
LV circuits | 0% | 0% | 0% | 0% | 0% | 0% | 0% | 100%
2108. GSP simultaneous maximum load assumed through each network level (MW)
Data sources:
x1 = 2106. Network model contribution to system maximum load measured at network level exit (MW)
x2 = 2107. Rerouteing matrix for DRM network levels
Sum-product calculation =SUMPRODUCT(x1, x2)
GSP simultaneous maximum load assumed through each network level (MW)
132kV | 469.0234
132kV/EHV | 466.7524
EHV | 463.8891
EHV/HV | 461.4223
132kV/HV | 0
HV | 456.1373
HV/LV | 450.2824
LV circuits | 430.0035
2109. Network model annuity by simultaneous maximum load for each network level (£/kW/year)
Data sources:
x1 = 2108. GSP simultaneous maximum load assumed through each network level (MW)
x2 = 1020. Gross asset cost by network level (£)
x3 = 2101. Annuity rate
Calculation =IF(x1,0.001*x2*x3/x1,0)
Model £/kW SML
Assets 132kV | 10.5292
Assets 132kV/EHV | 4.1851
Assets EHV | 10.633
Assets EHV/HV | 6.7432
Assets 132kV/HV | 0
Assets HV | 12.3839
Assets HV/LV | 11.3898
Assets LV circuits | 6.6118

## SM
Service models for Electricity North West Limited in 2018/19 (Version 1)
This sheet collects and processes data from the service models.
2201. Asset £/customer from LV service models
Data sources:
x1 = 1025. Matrix of applicability of LV service models to tariffs with fixed charges
x2 = 1022. LV service model asset cost (£)
Sum-product calculation =SUMPRODUCT(x1, x2)
Assets LV customer
Domestic Unrestricted | 527.8203
Domestic Two Rate | 527.8203
Small Non Domestic Unrestricted | 527.8203
Small Non Domestic Two Rate | 527.8203
LV Medium Non-Domestic | 2085.6954
LV Sub Medium Non-Domestic | 7965.7105
LV Network Domestic | 527.8203
LV Network Non-Domestic Non-CT | 527.8203
LV HH Metered | 2481.4377
LV Sub HH Metered | 7965.7105
LV Generation NHH or Aggregate HH | 0
LV Sub Generation NHH | 0
LV Generation Intermittent | 0
LV Generation Intermittent no RP charge | 0
LV Generation Non-Intermittent | 0
LV Generation Non-Intermittent no RP charge | 0
LV Sub Generation Intermittent | 0
LV Sub Generation Intermittent no RP charge | 0
LV Sub Generation Non-Intermittent | 0
LV Sub Generation Non-Intermittent no RP charge | 0
2202. LV unmetered service model assets £/(MWh/year)
Data sources:
x1 = 1026. Matrix of applicability of LV service models to unmetered tariffs
x2 = 1022. LV service model asset cost (£)
Sum-product calculation =SUMPRODUCT(x1, x2)
Assets LV customer
LV unmetered service model assets £/(MWh/year) | 833.4121
2203. LV unmetered service model asset charge (p/kWh)
Data sources:
x1 = 1010. Annuity proportion for customer-contributed assets (in Financial and general assumptions)
x2 = 2202. LV unmetered service model assets £/(MWh/year)
x3 = 2101. Annuity rate
Calculation =0.1*x1*x2*x3
Assets LV customer
LV unmetered service model asset charge (p/kWh) | 0
2204. Asset £/customer from HV service models
Data sources:
x1 = 1028. Matrix of applicability of HV service models to tariffs with fixed charges
x2 = 1023. HV service model asset cost (£)
Sum-product calculation =SUMPRODUCT(x1, x2)
Assets HV customer
HV Medium Non-Domestic | 17515.5354
HV HH Metered | 17515.5354
HV Generation Intermittent | 1179.4388
HV Generation Intermittent no RP charge | 1179.4388
HV Generation Non-Intermittent | 1179.4388
HV Generation Non-Intermittent no RP charge | 1179.4388
2205. Service model assets by tariff (£)
Data sources:
x1 = 2201. Asset £/customer from LV service models
x2 = 2204. Asset £/customer from HV service models
Combine tables = x1 or x2
| Assets LV customer | Assets HV customer
Domestic Unrestricted | 527.8203
Domestic Two Rate | 527.8203
Domestic Off Peak (related MPAN)
Small Non Domestic Unrestricted | 527.8203
Small Non Domestic Two Rate | 527.8203
Small Non Domestic Off Peak (related MPAN)
LV Medium Non-Domestic | 2085.6954
LV Sub Medium Non-Domestic | 7965.7105
HV Medium Non-Domestic |  | 17515.5354
LV Network Domestic | 527.8203
LV Network Non-Domestic Non-CT | 527.8203
LV HH Metered | 2481.4377
LV Sub HH Metered | 7965.7105
HV HH Metered |  | 17515.5354
NHH UMS category A
NHH UMS category B
NHH UMS category C
NHH UMS category D
LV UMS (Pseudo HH Metered)
LV Generation NHH or Aggregate HH | 0
LV Sub Generation NHH | 0
LV Generation Intermittent | 0
LV Generation Intermittent no RP charge | 0
LV Generation Non-Intermittent | 0
LV Generation Non-Intermittent no RP charge | 0
LV Sub Generation Intermittent | 0
LV Sub Generation Intermittent no RP charge | 0
LV Sub Generation Non-Intermittent | 0
LV Sub Generation Non-Intermittent no RP charge | 0
HV Generation Intermittent |  | 1179.4388
HV Generation Intermittent no RP charge |  | 1179.4388
HV Generation Non-Intermittent |  | 1179.4388
HV Generation Non-Intermittent no RP charge |  | 1179.4388
2206. Replacement annuities for service models
Data sources:
x1 = 1010. Days in the charging year (in Financial and general assumptions)
x2 = 2205. Service model assets by tariff (£)
x3 = 2101. Annuity rate
x4 = 1010. Annuity proportion for customer-contributed assets (in Financial and general assumptions)
x5 = Service model p/MPAN/day charge (in Replacement annuities for service models)
Kind: | Calculation |  | Cell summation
Formula: | =100/x1*x2*x3*x4 |  | =SUM(x5)
Service model p/MPAN/day charge
| Assets LV customer | Assets HV customer | Service model p/MPAN/day
Domestic Unrestricted | 0 | 0 | 0
Domestic Two Rate | 0 | 0 | 0
Domestic Off Peak (related MPAN) | 0 | 0 | 0
Small Non Domestic Unrestricted | 0 | 0 | 0
Small Non Domestic Two Rate | 0 | 0 | 0
Small Non Domestic Off Peak (related MPAN) | 0 | 0 | 0
LV Medium Non-Domestic | 0 | 0 | 0
LV Sub Medium Non-Domestic | 0 | 0 | 0
HV Medium Non-Domestic | 0 | 0 | 0
LV Network Domestic | 0 | 0 | 0
LV Network Non-Domestic Non-CT | 0 | 0 | 0
LV HH Metered | 0 | 0 | 0
LV Sub HH Metered | 0 | 0 | 0
HV HH Metered | 0 | 0 | 0
NHH UMS category A | 0 | 0 | 0
NHH UMS category B | 0 | 0 | 0
NHH UMS category C | 0 | 0 | 0
NHH UMS category D | 0 | 0 | 0
LV UMS (Pseudo HH Metered) | 0 | 0 | 0
LV Generation NHH or Aggregate HH | 0 | 0 | 0
LV Sub Generation NHH | 0 | 0 | 0
LV Generation Intermittent | 0 | 0 | 0
LV Generation Intermittent no RP charge | 0 | 0 | 0
LV Generation Non-Intermittent | 0 | 0 | 0
LV Generation Non-Intermittent no RP charge | 0 | 0 | 0
LV Sub Generation Intermittent | 0 | 0 | 0
LV Sub Generation Intermittent no RP charge | 0 | 0 | 0
LV Sub Generation Non-Intermittent | 0 | 0 | 0
LV Sub Generation Non-Intermittent no RP charge | 0 | 0 | 0
HV Generation Intermittent | 0 | 0 | 0
HV Generation Intermittent no RP charge | 0 | 0 | 0
HV Generation Non-Intermittent | 0 | 0 | 0
HV Generation Non-Intermittent no RP charge | 0 | 0 | 0

## Loads
Load characteristics for Electricity North West Limited in 2018/19 (Version 1)
This sheet compiles information about the assumed characteristics of network users.
A load factor represents the average load of a user or user group, relative to the maximum load level of that user or
user group. Load factors are numbers between 0 and 1.
A coincidence factor represents the expectation value of the load of a user or user group at the time of system maximum load,
relative to the maximum load level of that user or user group. Coincidence factors are numbers between 0 and 1.
A load coefficient is the expectation value of the load of a user or user group at the time of system maximum load, relative to the average load level of that user or user group.
For demand users, the load coefficient is a demand coefficient and can be calculated as the ratio of the coincidence factor to the load factor.
2301. Demand coefficient (load at time of system maximum load divided by average load)
Data sources:
x1 = 1041. Coincidence factor to system maximum load for each type of demand user (in Load profile data for demand users)
x2 = 1041. Load factor for each type of demand user (in Load profile data for demand users)
Calculation =x1/x2
Demand coefficient
Domestic Unrestricted | 2.037
Domestic Two Rate | 1.2328
Domestic Off Peak (related MPAN) | 0
Small Non Domestic Unrestricted | 1.6188
Small Non Domestic Two Rate | 1.2779
Small Non Domestic Off Peak (related MPAN) | 0
LV Medium Non-Domestic | 1.4466
LV Sub Medium Non-Domestic | 1.4519
HV Medium Non-Domestic | 1.4102
LV Network Domestic | 2.037
LV Network Non-Domestic Non-CT | 1.6188
LV HH Metered | 1.4216
LV Sub HH Metered | 1.3591
HV HH Metered | 1.1793
NHH UMS category A | 1
NHH UMS category B | 2.1123
NHH UMS category C | 3.8761
NHH UMS category D | 0
LV UMS (Pseudo HH Metered) | 2.0528
2302. Load coefficient
Data sources:
x1 = 2301. Demand coefficient (load at time of system maximum load divided by average load)
x2 = Negative of generation coefficient; set to -1
Combine tables = x1 or x2
Load coefficient
Domestic Unrestricted | 2.037
Domestic Two Rate | 1.2328
Domestic Off Peak (related MPAN) | 0
Small Non Domestic Unrestricted | 1.6188
Small Non Domestic Two Rate | 1.2779
Small Non Domestic Off Peak (related MPAN) | 0
LV Medium Non-Domestic | 1.4466
LV Sub Medium Non-Domestic | 1.4519
HV Medium Non-Domestic | 1.4102
LV Network Domestic | 2.037
LV Network Non-Domestic Non-CT | 1.6188
LV HH Metered | 1.4216
LV Sub HH Metered | 1.3591
HV HH Metered | 1.1793
NHH UMS category A | 1
NHH UMS category B | 2.1123
NHH UMS category C | 3.8761
NHH UMS category D | 0
LV UMS (Pseudo HH Metered) | 2.0528
LV Generation NHH or Aggregate HH | -1
LV Sub Generation NHH | -1
LV Generation Intermittent | -1
LV Generation Intermittent no RP charge | -1
LV Generation Non-Intermittent | -1
LV Generation Non-Intermittent no RP charge | -1
LV Sub Generation Intermittent | -1
LV Sub Generation Intermittent no RP charge | -1
LV Sub Generation Non-Intermittent | -1
LV Sub Generation Non-Intermittent no RP charge | -1
HV Generation Intermittent | -1
HV Generation Intermittent no RP charge | -1
HV Generation Non-Intermittent | -1
HV Generation Non-Intermittent no RP charge | -1
2303. Discount map
| No discount | LDNO LV: LV user | LDNO HV: LV user | LDNO HV: LV sub user | LDNO HV: HV user
> Domestic Unrestricted
Domestic Unrestricted | 1 | 0 | 0 | 0 | 0
LDNO LV: Domestic Unrestricted | 0 | 1 | 0 | 0 | 0
LDNO HV: Domestic Unrestricted | 0 | 0 | 1 | 0 | 0
> Domestic Two Rate
Domestic Two Rate | 1 | 0 | 0 | 0 | 0
LDNO LV: Domestic Two Rate | 0 | 1 | 0 | 0 | 0
LDNO HV: Domestic Two Rate | 0 | 0 | 1 | 0 | 0
> Domestic Off Peak (related MPAN)
Domestic Off Peak (related MPAN) | 1 | 0 | 0 | 0 | 0
LDNO LV: Domestic Off Peak (related MPAN) | 0 | 1 | 0 | 0 | 0
LDNO HV: Domestic Off Peak (related MPAN) | 0 | 0 | 1 | 0 | 0
> Small Non Domestic Unrestricted
Small Non Domestic Unrestricted | 1 | 0 | 0 | 0 | 0
LDNO LV: Small Non Domestic Unrestricted | 0 | 1 | 0 | 0 | 0
LDNO HV: Small Non Domestic Unrestricted | 0 | 0 | 1 | 0 | 0
> Small Non Domestic Two Rate
Small Non Domestic Two Rate | 1 | 0 | 0 | 0 | 0
LDNO LV: Small Non Domestic Two Rate | 0 | 1 | 0 | 0 | 0
LDNO HV: Small Non Domestic Two Rate | 0 | 0 | 1 | 0 | 0
> Small Non Domestic Off Peak (related MPAN)
Small Non Domestic Off Peak (related MPAN) | 1 | 0 | 0 | 0 | 0
LDNO LV: Small Non Domestic Off Peak (related MPAN) | 0 | 1 | 0 | 0 | 0
LDNO HV: Small Non Domestic Off Peak (related MPAN) | 0 | 0 | 1 | 0 | 0
> LV Medium Non-Domestic
LV Medium Non-Domestic | 1 | 0 | 0 | 0 | 0
LDNO LV: LV Medium Non-Domestic | 0 | 1 | 0 | 0 | 0
LDNO HV: LV Medium Non-Domestic | 0 | 0 | 1 | 0 | 0
> LV Sub Medium Non-Domestic
LV Sub Medium Non-Domestic | 1 | 0 | 0 | 0 | 0
> HV Medium Non-Domestic
HV Medium Non-Domestic | 1 | 0 | 0 | 0 | 0
> LV Network Domestic
LV Network Domestic | 1 | 0 | 0 | 0 | 0
LDNO LV: LV Network Domestic | 0 | 1 | 0 | 0 | 0
LDNO HV: LV Network Domestic | 0 | 0 | 1 | 0 | 0
> LV Network Non-Domestic Non-CT
LV Network Non-Domestic Non-CT | 1 | 0 | 0 | 0 | 0
LDNO LV: LV Network Non-Domestic Non-CT | 0 | 1 | 0 | 0 | 0
LDNO HV: LV Network Non-Domestic Non-CT | 0 | 0 | 1 | 0 | 0
> LV HH Metered
LV HH Metered | 1 | 0 | 0 | 0 | 0
LDNO LV: LV HH Metered | 0 | 1 | 0 | 0 | 0
LDNO HV: LV HH Metered | 0 | 0 | 1 | 0 | 0
> LV Sub HH Metered
LV Sub HH Metered | 1 | 0 | 0 | 0 | 0
LDNO HV: LV Sub HH Metered | 0 | 0 | 0 | 1 | 0
> HV HH Metered
HV HH Metered | 1 | 0 | 0 | 0 | 0
LDNO HV: HV HH Metered | 0 | 0 | 0 | 0 | 1
> NHH UMS category A
NHH UMS category A | 1 | 0 | 0 | 0 | 0
LDNO LV: NHH UMS category A | 0 | 1 | 0 | 0 | 0
LDNO HV: NHH UMS category A | 0 | 0 | 1 | 0 | 0
> NHH UMS category B
NHH UMS category B | 1 | 0 | 0 | 0 | 0
LDNO LV: NHH UMS category B | 0 | 1 | 0 | 0 | 0
LDNO HV: NHH UMS category B | 0 | 0 | 1 | 0 | 0
> NHH UMS category C
NHH UMS category C | 1 | 0 | 0 | 0 | 0
LDNO LV: NHH UMS category C | 0 | 1 | 0 | 0 | 0
LDNO HV: NHH UMS category C | 0 | 0 | 1 | 0 | 0
> NHH UMS category D
NHH UMS category D | 1 | 0 | 0 | 0 | 0
LDNO LV: NHH UMS category D | 0 | 1 | 0 | 0 | 0
LDNO HV: NHH UMS category D | 0 | 0 | 1 | 0 | 0
> LV UMS (Pseudo HH Metered)
LV UMS (Pseudo HH Metered) | 1 | 0 | 0 | 0 | 0
LDNO LV: LV UMS (Pseudo HH Metered) | 0 | 1 | 0 | 0 | 0
LDNO HV: LV UMS (Pseudo HH Metered) | 0 | 0 | 1 | 0 | 0
> LV Generation NHH or Aggregate HH
LV Generation NHH or Aggregate HH | 1 | 0 | 0 | 0 | 0
LDNO LV: LV Generation NHH or Aggregate HH | 1 | 0 | 0 | 0 | 0
LDNO HV: LV Generation NHH or Aggregate HH | 1 | 0 | 0 | 0 | 0
> LV Sub Generation NHH
LV Sub Generation NHH | 1 | 0 | 0 | 0 | 0
LDNO HV: LV Sub Generation NHH | 1 | 0 | 0 | 0 | 0
> LV Generation Intermittent
LV Generation Intermittent | 1 | 0 | 0 | 0 | 0
LDNO LV: LV Generation Intermittent | 1 | 0 | 0 | 0 | 0
LDNO HV: LV Generation Intermittent | 1 | 0 | 0 | 0 | 0
> LV Generation Intermittent no RP charge
LV Generation Intermittent no RP charge | 1 | 0 | 0 | 0 | 0
> LV Generation Non-Intermittent
LV Generation Non-Intermittent | 1 | 0 | 0 | 0 | 0
LDNO LV: LV Generation Non-Intermittent | 1 | 0 | 0 | 0 | 0
LDNO HV: LV Generation Non-Intermittent | 1 | 0 | 0 | 0 | 0
> LV Generation Non-Intermittent no RP charge
LV Generation Non-Intermittent no RP charge | 1 | 0 | 0 | 0 | 0
> LV Sub Generation Intermittent
LV Sub Generation Intermittent | 1 | 0 | 0 | 0 | 0
LDNO HV: LV Sub Generation Intermittent | 1 | 0 | 0 | 0 | 0
> LV Sub Generation Intermittent no RP charge
LV Sub Generation Intermittent no RP charge | 1 | 0 | 0 | 0 | 0
> LV Sub Generation Non-Intermittent
LV Sub Generation Non-Intermittent | 1 | 0 | 0 | 0 | 0
LDNO HV: LV Sub Generation Non-Intermittent | 1 | 0 | 0 | 0 | 0
> LV Sub Generation Non-Intermittent no RP charge
LV Sub Generation Non-Intermittent no RP charge | 1 | 0 | 0 | 0 | 0
> HV Generation Intermittent
HV Generation Intermittent | 1 | 0 | 0 | 0 | 0
LDNO HV: HV Generation Intermittent | 1 | 0 | 0 | 0 | 0
> HV Generation Intermittent no RP charge
HV Generation Intermittent no RP charge | 1 | 0 | 0 | 0 | 0
> HV Generation Non-Intermittent
HV Generation Non-Intermittent | 1 | 0 | 0 | 0 | 0
LDNO HV: HV Generation Non-Intermittent | 1 | 0 | 0 | 0 | 0
> HV Generation Non-Intermittent no RP charge
HV Generation Non-Intermittent no RP charge | 1 | 0 | 0 | 0 | 0
2304. LDNO discounts and volumes adjusted for discount
Data sources:
x1 = 2303. Discount map
x2 = 1037. Embedded network (LDNO) discounts
x3 = 100 per cent discount for generators on LDNO networks
x4 = Discount for each tariff (except for fixed charges) (in LDNO discounts and volumes adjusted for discount)
x5 = 1053. Rate 1 units (MWh) by tariff (in Volume forecasts for the charging year)
x6 = 1053. Rate 2 units (MWh) by tariff (in Volume forecasts for the charging year)
x7 = 1053. Rate 3 units (MWh) by tariff (in Volume forecasts for the charging year)
x8 = 1053. MPANs by tariff (in Volume forecasts for the charging year)
x9 = Discount for each tariff for fixed charges only (in LDNO discounts and volumes adjusted for discount)
x10 = 1053. Import capacity (kVA) by tariff (in Volume forecasts for the charging year)
x11 = 1053. Exceeded capacity (kVA) by tariff (in Volume forecasts for the charging year)
x12 = 1053. Reactive power units (MVArh) by tariff (in Volume forecasts for the charging year)
Kind: | Sum-product calculation | Combine tables | Calculation | Calculation | Calculation | Calculation | Calculation | Calculation | Calculation
Formula: | =SUMPRODUCT(x1, x2) | = x3 or x4 | =x5*(1-x4) | =x6*(1-x4) | =x7*(1-x4) | =x8*(1-x9) | =x10*(1-x4) | =x11*(1-x4) | =x12*(1-x4)
| Discount for each tariff (except for fixed charges) | Discount for each tariff for fixed charges only | Rate 1 units (MWh) | Rate 2 units (MWh) | Rate 3 units (MWh) | MPANs | Import capacity (kVA) | Exceeded capacity (kVA) | Reactive power units (MVArh)
> Domestic Unrestricted
Domestic Unrestricted | 0% | 0% | 6144092.5518 | 0 | 0 | 2018949.7178 | 0 | 0 | 0
LDNO LV: Domestic Unrestricted | 35.73% | 35.73% | 67314.8984 | 0 | 0 | 23025.1543 | 0 | 0 | 0
LDNO HV: Domestic Unrestricted | 57.52% | 57.52% | 29334.4925 | 0 | 0 | 9612.3387 | 0 | 0 | 0
> Domestic Two Rate
Domestic Two Rate | 0% | 0% | 453826.8085 | 453876.2263 | 0 | 182790 | 0 | 0 | 0
LDNO LV: Domestic Two Rate | 35.73% | 35.73% | 778.4362 | 275.686 | 0 | 274.0584 | 0 | 0 | 0
LDNO HV: Domestic Two Rate | 57.52% | 57.52% | 2714.1809 | 1646.0334 | 0 | 854.825 | 0 | 0 | 0
> Domestic Off Peak (related MPAN)
Domestic Off Peak (related MPAN) | 0% | 0% | 17385.2748 | 0 | 0 | 5453 | 0 | 0 | 0
LDNO LV: Domestic Off Peak (related MPAN) | 35.73% | 35.73% | 0 | 0 | 0 | 0 | 0 | 0 | 0
LDNO HV: Domestic Off Peak (related MPAN) | 57.52% | 57.52% | 0 | 0 | 0 | 0 | 0 | 0 | 0
> Small Non Domestic Unrestricted
Small Non Domestic Unrestricted | 0% | 0% | 1458594.2646 | 0 | 0 | 122302.1151 | 0 | 0 | 0
LDNO LV: Small Non Domestic Unrestricted | 35.73% | 35.73% | 2516.0722 | 0 | 0 | 343.7726 | 0 | 0 | 0
LDNO HV: Small Non Domestic Unrestricted | 57.52% | 57.52% | 3532.5111 | 0 | 0 | 259.6749 | 0 | 0 | 0
> Small Non Domestic Two Rate
Small Non Domestic Two Rate | 0% | 0% | 537495.3073 | 199132.1566 | 0 | 34717.8877 | 0 | 0 | 0
LDNO LV: Small Non Domestic Two Rate | 35.73% | 35.73% | 6.6027 | 2.9037 | 0 | 3.8564 | 0 | 0 | 0
LDNO HV: Small Non Domestic Two Rate | 57.52% | 57.52% | 184.4283 | 102.0915 | 0 | 6.3723 | 0 | 0 | 0
> Small Non Domestic Off Peak (related MPAN)
Small Non Domestic Off Peak (related MPAN) | 0% | 0% | 19488.6458 | 0 | 0 | 3846 | 0 | 0 | 0
LDNO LV: Small Non Domestic Off Peak (related MPAN) | 35.73% | 35.73% | 0 | 0 | 0 | 0 | 0 | 0 | 0
LDNO HV: Small Non Domestic Off Peak (related MPAN) | 57.52% | 57.52% | 0 | 0 | 0 | 0 | 0 | 0 | 0
> LV Medium Non-Domestic
LV Medium Non-Domestic | 0% | 0% | 13730.0773 | 3581.436 | 0 | 368.4411 | 0 | 0 | 0
LDNO LV: LV Medium Non-Domestic | 35.73% | 35.73% | 572.5061 | 122.2897 | 0 | 7.07 | 0 | 0 | 0
LDNO HV: LV Medium Non-Domestic | 57.52% | 57.52% | 641.4723 | 168.0189 | 0 | 9.346 | 0 | 0 | 0
> LV Sub Medium Non-Domestic
LV Sub Medium Non-Domestic | 0% | 0% | 1937.0701 | 495.1971 | 0 | 33.9534 | 0 | 0 | 0
> HV Medium Non-Domestic
HV Medium Non-Domestic | 0% | 0% | 2190.1866 | 633.676 | 0 | 22.5342 | 0 | 0 | 0
> LV Network Domestic
LV Network Domestic | 0% | 0% | 0.10556 | 0.37475 | 0.51969 | 0.3286 | 0 | 0 | 0
LDNO LV: LV Network Domestic | 35.73% | 35.73% | 0 | 0 | 0 | 0 | 0 | 0 | 0
LDNO HV: LV Network Domestic | 57.52% | 57.52% | 0 | 0 | 0 | 0 | 0 | 0 | 0
> LV Network Non-Domestic Non-CT
LV Network Non-Domestic Non-CT | 0% | 0% | 22613.6999 | 80284.7877 | 111336.5171 | 4571.4466 | 0 | 0 | 0
LDNO LV: LV Network Non-Domestic Non-CT | 35.73% | 35.73% | 0 | 0 | 0 | 0 | 0 | 0 | 0
LDNO HV: LV Network Non-Domestic Non-CT | 57.52% | 57.52% | 0 | 0 | 0 | 0 | 0 | 0 | 0
> LV HH Metered
LV HH Metered | 0% | 0% | 333596.9092 | 1186283.3151 | 1528388.5791 | 12276.4767 | 1640110.5097 | 16401.1051 | 280297.9679
LDNO LV: LV HH Metered | 35.73% | 35.73% | 639.2974 | 2040.0793 | 2724.9343 | 33.7213 | 3354.0743 | 33.5407 | 387.8906
LDNO HV: LV HH Metered | 57.52% | 57.52% | 3918.2983 | 13235.3246 | 19513.5316 | 81.9609 | 19355.1583 | 193.5516 | 1762.4358
> LV Sub HH Metered
LV Sub HH Metered | 0% | 0% | 144551.1962 | 526970.3429 | 703728.8507 | 2133.7616 | 700263.4223 | 7002.6342 | 109882.1541
LDNO HV: LV Sub HH Metered | 33.12% | 33.12% | 161.8847 | 608.2997 | 700.3342 | 4.0127 | 2569.6174 | 25.6962 | 5.2703
> HV HH Metered
HV HH Metered | 0% | 0% | 495821.7574 | 1687087.7106 | 2760950.717 | 2188.5562 | 1850641.5751 | 18506.4158 | 395658.4245
LDNO HV: HV HH Metered | 20.85% | 20.85% | 1635.871 | 5379.0712 | 10659.5807 | 7.9149 | 18805.9801 | 188.0598 | 98.5867
> NHH UMS category A
NHH UMS category A | 0% | 0% | 21903.5088 | 0 | 0 | 210.5342 | 0 | 0 | 0
LDNO LV: NHH UMS category A | 35.73% | 35.73% | 0 | 0 | 0 | 0 | 0 | 0 | 0
LDNO HV: NHH UMS category A | 57.52% | 57.52% | 0 | 0 | 0 | 0 | 0 | 0 | 0
> NHH UMS category B
NHH UMS category B | 0% | 0% | 8688.799 | 0 | 0 | 316 | 0 | 0 | 0
LDNO LV: NHH UMS category B | 35.73% | 35.73% | 175.3554 | 0 | 0 | 81.5827 | 0 | 0 | 0
LDNO HV: NHH UMS category B | 57.52% | 57.52% | 0 | 0 | 0 | 0 | 0 | 0 | 0
> NHH UMS category C
NHH UMS category C | 0% | 0% | 277.2299 | 0 | 0 | 8 | 0 | 0 | 0
LDNO LV: NHH UMS category C | 35.73% | 35.73% | 0 | 0 | 0 | 0 | 0 | 0 | 0
LDNO HV: NHH UMS category C | 57.52% | 57.52% | 0 | 0 | 0 | 0 | 0 | 0 | 0
> NHH UMS category D
NHH UMS category D | 0% | 0% | 1 | 0 | 0 | 0.028857 | 0 | 0 | 0
LDNO LV: NHH UMS category D | 35.73% | 35.73% | 0 | 0 | 0 | 0 | 0 | 0 | 0
LDNO HV: NHH UMS category D | 57.52% | 57.52% | 0 | 0 | 0 | 0 | 0 | 0 | 0
> LV UMS (Pseudo HH Metered)
LV UMS (Pseudo HH Metered) | 0% | 0% | 12533.4419 | 31367.0165 | 205047.9913 | 25 | 0 | 0 | 0
LDNO LV: LV UMS (Pseudo HH Metered) | 35.73% | 35.73% | 0 | 0 | 0 | 0 | 0 | 0 | 0
LDNO HV: LV UMS (Pseudo HH Metered) | 57.52% | 57.52% | 0 | 0 | 0 | 0 | 0 | 0 | 0
> LV Generation NHH or Aggregate HH
LV Generation NHH or Aggregate HH | 0% | 0% | 698.3812 | 0 | 0 | 55 | 0 | 0 | 0
LDNO LV: LV Generation NHH or Aggregate HH | 0% | 100% | 0 | 0 | 0 | 0 | 0 | 0 | 0
LDNO HV: LV Generation NHH or Aggregate HH | 0% | 100% | 0 | 0 | 0 | 0 | 0 | 0 | 0
> LV Sub Generation NHH
LV Sub Generation NHH | 0% | 0% | 1 | 0 | 0 | 0.078754 | 0 | 0 | 0
LDNO HV: LV Sub Generation NHH | 0% | 100% | 0 | 0 | 0 | 0 | 0 | 0 | 0
> LV Generation Intermittent
LV Generation Intermittent | 0% | 0% | 32253.2079 | 0 | 0 | 272.863 | 0 | 0 | 2569.4905
LDNO LV: LV Generation Intermittent | 0% | 100% | 0 | 0 | 0 | 0 | 0 | 0 | 0
LDNO HV: LV Generation Intermittent | 0% | 100% | 0 | 0 | 0 | 0 | 0 | 0 | 0
> LV Generation Intermittent no RP charge
LV Generation Intermittent no RP charge | 0% | 0% | 1 | 0 | 0 | 0.00846 | 0 | 0 | 0
> LV Generation Non-Intermittent
LV Generation Non-Intermittent | 0% | 0% | 476.7414 | 1609.0848 | 3505.8482 | 18 | 0 | 0 | 303.7751
LDNO LV: LV Generation Non-Intermittent | 0% | 100% | 1.047 | 7.8625 | 3.9461 | 0 | 0 | 0 | 0.77609
LDNO HV: LV Generation Non-Intermittent | 0% | 100% | 0 | 0 | 0 | 0 | 0 | 0 | 0
> LV Generation Non-Intermittent no RP charge
LV Generation Non-Intermittent no RP charge | 0% | 0% | 1 | 3.3752 | 7.3538 | 0.037756 | 0 | 0 | 0
> LV Sub Generation Intermittent
LV Sub Generation Intermittent | 0% | 0% | 2670.527 | 0 | 0 | 45.4658 | 0 | 0 | 176.0182
LDNO HV: LV Sub Generation Intermittent | 0% | 100% | 0 | 0 | 0 | 0 | 0 | 0 | 0
> LV Sub Generation Intermittent no RP charge
LV Sub Generation Intermittent no RP charge | 0% | 0% | 1 | 0 | 0 | 0.017025 | 0 | 0 | 0
> LV Sub Generation Non-Intermittent
LV Sub Generation Non-Intermittent | 0% | 0% | 140.3455 | 385.918 | 1028.7524 | 11 | 0 | 0 | 316.8913
LDNO HV: LV Sub Generation Non-Intermittent | 0% | 100% | 0 | 0 | 0 | 0 | 0 | 0 | 0
> LV Sub Generation Non-Intermittent no RP charge
LV Sub Generation Non-Intermittent no RP charge | 0% | 0% | 1 | 2.7498 | 7.3301 | 0.078378 | 0 | 0 | 0
> HV Generation Intermittent
HV Generation Intermittent | 0% | 0% | 470985.3243 | 0 | 0 | 192.3973 | 0 | 0 | 15090.8497
LDNO HV: HV Generation Intermittent | 0% | 100% | 0 | 0 | 0 | 0 | 0 | 0 | 0
> HV Generation Intermittent no RP charge
HV Generation Intermittent no RP charge | 0% | 0% | 1 | 0 | 0 | 0.0004085 | 0 | 0 | 0
> HV Generation Non-Intermittent
HV Generation Non-Intermittent | 0% | 0% | 38394.809 | 114957.3265 | 238016.9817 | 106 | 0 | 0 | 17380.3943
LDNO HV: HV Generation Non-Intermittent | 0% | 100% | 0 | 0 | 0 | 0 | 0 | 0 | 0
> HV Generation Non-Intermittent no RP charge
HV Generation Non-Intermittent no RP charge | 0% | 0% | 1 | 0 | 0 | 0.0027608 | 0 | 0 | 0
2305. Equivalent volume for each end user
Data sources:
x1 = 2304. Rate 1 units (MWh) (in LDNO discounts and volumes adjusted for discount)
x2 = 2304. Rate 2 units (MWh) (in LDNO discounts and volumes adjusted for discount)
x3 = 2304. Rate 3 units (MWh) (in LDNO discounts and volumes adjusted for discount)
x4 = 2304. MPANs (in LDNO discounts and volumes adjusted for discount)
x5 = 2304. Import capacity (kVA) (in LDNO discounts and volumes adjusted for discount)
x6 = 2304. Exceeded capacity (kVA) (in LDNO discounts and volumes adjusted for discount)
x7 = 2304. Reactive power units (MVArh) (in LDNO discounts and volumes adjusted for discount)
Kind: | Cell summation | Cell summation | Cell summation | Cell summation | Cell summation | Cell summation | Cell summation
Formula: | =SUM(x1) | =SUM(x2) | =SUM(x3) | =SUM(x4) | =SUM(x5) | =SUM(x6) | =SUM(x7)
| Rate 1 units (MWh) | Rate 2 units (MWh) | Rate 3 units (MWh) | MPANs | Import capacity (kVA) | Exceeded capacity (kVA) | Reactive power units (MVArh)
Domestic Unrestricted | 6240741.9428 | 0 | 0 | 2051587.2108 | 0 | 0 | 0
Domestic Two Rate | 457319.4256 | 455797.9457 | 0 | 183918.8834 | 0 | 0 | 0
Domestic Off Peak (related MPAN) | 17385.2748 | 0 | 0 | 5453 | 0 | 0 | 0
Small Non Domestic Unrestricted | 1464642.8478 | 0 | 0 | 122905.5625 | 0 | 0 | 0
Small Non Domestic Two Rate | 537686.3383 | 199237.1518 | 0 | 34728.1163 | 0 | 0 | 0
Small Non Domestic Off Peak (related MPAN) | 19488.6458 | 0 | 0 | 3846 | 0 | 0 | 0
LV Medium Non-Domestic | 14944.0556 | 3871.7447 | 0 | 384.8571 | 0 | 0 | 0
LV Sub Medium Non-Domestic | 1937.0701 | 495.1971 | 0 | 33.9534 | 0 | 0 | 0
HV Medium Non-Domestic | 2190.1866 | 633.676 | 0 | 22.5342 | 0 | 0 | 0
LV Network Domestic | 0.10556 | 0.37475 | 0.51969 | 0.3286 | 0 | 0 | 0
LV Network Non-Domestic Non-CT | 22613.6999 | 80284.7877 | 111336.5171 | 4571.4466 | 0 | 0 | 0
LV HH Metered | 338154.5049 | 1201558.719 | 1550627.0451 | 12392.159 | 1662819.7424 | 16628.1974 | 282448.2944
LV Sub HH Metered | 144713.081 | 527578.6426 | 704429.1849 | 2137.7743 | 702833.0397 | 7028.3304 | 109887.4243
HV HH Metered | 497457.6283 | 1692466.7818 | 2771610.2977 | 2196.471 | 1869447.5553 | 18694.4756 | 395757.0112
NHH UMS category A | 21903.5088 | 0 | 0 | 210.5342 | 0 | 0 | 0
NHH UMS category B | 8864.1544 | 0 | 0 | 397.5827 | 0 | 0 | 0
NHH UMS category C | 277.2299 | 0 | 0 | 8 | 0 | 0 | 0
NHH UMS category D | 1 | 0 | 0 | 0.028857 | 0 | 0 | 0
LV UMS (Pseudo HH Metered) | 12533.4419 | 31367.0165 | 205047.9913 | 25 | 0 | 0 | 0
LV Generation NHH or Aggregate HH | 698.3812 | 0 | 0 | 55 | 0 | 0 | 0
LV Sub Generation NHH | 1 | 0 | 0 | 0.078754 | 0 | 0 | 0
LV Generation Intermittent | 32253.2079 | 0 | 0 | 272.863 | 0 | 0 | 2569.4905
LV Generation Intermittent no RP charge | 1 | 0 | 0 | 0.00846 | 0 | 0 | 0
LV Generation Non-Intermittent | 477.7884 | 1616.9473 | 3509.7943 | 18 | 0 | 0 | 304.5512
LV Generation Non-Intermittent no RP charge | 1 | 3.3752 | 7.3538 | 0.037756 | 0 | 0 | 0
LV Sub Generation Intermittent | 2670.527 | 0 | 0 | 45.4658 | 0 | 0 | 176.0182
LV Sub Generation Intermittent no RP charge | 1 | 0 | 0 | 0.017025 | 0 | 0 | 0
LV Sub Generation Non-Intermittent | 140.3455 | 385.918 | 1028.7524 | 11 | 0 | 0 | 316.8913
LV Sub Generation Non-Intermittent no RP charge | 1 | 2.7498 | 7.3301 | 0.078378 | 0 | 0 | 0
HV Generation Intermittent | 470985.3243 | 0 | 0 | 192.3973 | 0 | 0 | 15090.8497
HV Generation Intermittent no RP charge | 1 | 0 | 0 | 0.0004085 | 0 | 0 | 0
HV Generation Non-Intermittent | 38394.809 | 114957.3265 | 238016.9817 | 106 | 0 | 0 | 17380.3943
HV Generation Non-Intermittent no RP charge | 1 | 0 | 0 | 0.0027608 | 0 | 0 | 0

## Multi
Load characteristics for multiple unit rates for Electricity North West Limited in 2018/19 (Version 1)
2401. Adjust annual hours by distribution time band to match days in year
Data sources:
x1 = 1068. Typical annual hours by distribution time band
x2 = 1010. Days in the charging year (in Financial and general assumptions)
x3 = Total hours in the year according to time band hours input data (in Adjust annual hours by distribution time band to match days in year)
Kind: | Cell summation | Calculation
Formula: | =SUM(x1) | =x1*24*x2/x3
Annual hours by distribution time band (reconciled to days in year)
| Hours aggregate | Red | Amber | Green
Adjust annual hours by distribution time band to match days in year | 8760 | 780 | 2525 | 5455
2402. Normalisation of split of rate 1 units by time band
Data sources:
x1 = 1061. Average split of rate 1 units by distribution time band
x2 = Total split (in Normalisation of split of rate 1 units by time band)
x3 = 2401. Annual hours by distribution time band (reconciled to days in year) (in Adjust annual hours by distribution time band to match days in year)
x4 = 1010. Days in the charging year (in Financial and general assumptions)
Kind: | Cell summation | Calculation
Formula: | =SUM(x1) | =IF(x2,x1/x2,x3/x4/24)
Normalised split of rate 1 units by distribution time band
| Total split | Red | Amber | Green
Domestic Unrestricted | 100% | 12.68% | 33.26% | 54.06%
Domestic Two Rate | 100% | 13.73% | 35.29% | 50.98%
Domestic Off Peak (related MPAN) | 100% | 0.5626% | 9.421% | 90.02%
Small Non Domestic Unrestricted | 100% | 10.96% | 44.51% | 44.53%
Small Non Domestic Two Rate | 100% | 12.37% | 46.08% | 41.55%
Small Non Domestic Off Peak (related MPAN) | 100% | 0.1715% | 5.248% | 94.58%
LV Medium Non-Domestic | 100% | 13.64% | 48.5% | 37.85%
LV Sub Medium Non-Domestic | 100% | 13.41% | 48.12% | 38.47%
HV Medium Non-Domestic | 100% | 13.21% | 48.92% | 37.88%
2403. Split of rate 1 units between distribution time bands
Data sources:
x1 = 2402. Normalised split of rate 1 units by distribution time band (in Normalisation of split of rate 1 units by time band)
x2 = Split of rate 1 units between distribution time bands (default)
Combine tables = x1 or x2
| Red | Amber | Green
Domestic Unrestricted | 12.68% | 33.26% | 54.06%
Domestic Two Rate | 13.73% | 35.29% | 50.98%
Domestic Off Peak (related MPAN) | 0.5626% | 9.421% | 90.02%
Small Non Domestic Unrestricted | 10.96% | 44.51% | 44.53%
Small Non Domestic Two Rate | 12.37% | 46.08% | 41.55%
Small Non Domestic Off Peak (related MPAN) | 0.1715% | 5.248% | 94.58%
LV Medium Non-Domestic | 13.64% | 48.5% | 37.85%
LV Sub Medium Non-Domestic | 13.41% | 48.12% | 38.47%
HV Medium Non-Domestic | 13.21% | 48.92% | 37.88%
LV Network Domestic | 100% | 0% | 0%
LV Network Non-Domestic Non-CT | 100% | 0% | 0%
LV HH Metered | 100% | 0% | 0%
LV Sub HH Metered | 100% | 0% | 0%
HV HH Metered | 100% | 0% | 0%
LV Generation Non-Intermittent | 100% | 0% | 0%
LV Generation Non-Intermittent no RP charge | 100% | 0% | 0%
LV Sub Generation Non-Intermittent | 100% | 0% | 0%
LV Sub Generation Non-Intermittent no RP charge | 100% | 0% | 0%
HV Generation Non-Intermittent | 100% | 0% | 0%
HV Generation Non-Intermittent no RP charge | 100% | 0% | 0%
2404. Normalisation of split of rate 2 units by time band
Data sources:
x1 = 1062. Average split of rate 2 units by distribution time band
x2 = Total split (in Normalisation of split of rate 2 units by time band)
x3 = 2401. Annual hours by distribution time band (reconciled to days in year) (in Adjust annual hours by distribution time band to match days in year)
x4 = 1010. Days in the charging year (in Financial and general assumptions)
Kind: | Cell summation | Calculation
Formula: | =SUM(x1) | =IF(x2,x1/x2,x3/x4/24)
Normalised split of rate 2 units by distribution time band
| Total split | Red | Amber | Green
Domestic Two Rate | 100% | 0% | 0% | 100%
Small Non Domestic Two Rate | 100% | 0% | 0% | 100%
LV Medium Non-Domestic | 100% | 0% | 0% | 100%
LV Sub Medium Non-Domestic | 100% | 0% | 0% | 100%
HV Medium Non-Domestic | 100% | 0% | 0% | 100%
2405. Split of rate 2 units between distribution time bands
Data sources:
x1 = 2404. Normalised split of rate 2 units by distribution time band (in Normalisation of split of rate 2 units by time band)
x2 = Split of rate 2 units between distribution time bands (default)
Combine tables = x1 or x2
| Red | Amber | Green
Domestic Two Rate | 0% | 0% | 100%
Small Non Domestic Two Rate | 0% | 0% | 100%
LV Medium Non-Domestic | 0% | 0% | 100%
LV Sub Medium Non-Domestic | 0% | 0% | 100%
HV Medium Non-Domestic | 0% | 0% | 100%
LV Network Domestic | 0% | 100% | 0%
LV Network Non-Domestic Non-CT | 0% | 100% | 0%
LV HH Metered | 0% | 100% | 0%
LV Sub HH Metered | 0% | 100% | 0%
HV HH Metered | 0% | 100% | 0%
LV Generation Non-Intermittent | 0% | 100% | 0%
LV Generation Non-Intermittent no RP charge | 0% | 100% | 0%
LV Sub Generation Non-Intermittent | 0% | 100% | 0%
LV Sub Generation Non-Intermittent no RP charge | 0% | 100% | 0%
HV Generation Non-Intermittent | 0% | 100% | 0%
HV Generation Non-Intermittent no RP charge | 0% | 100% | 0%
2406. Split of rate 3 units between distribution time bands (default)
| Red | Amber | Green
LV Network Domestic | 0% | 0% | 100%
LV Network Non-Domestic Non-CT | 0% | 0% | 100%
LV HH Metered | 0% | 0% | 100%
LV Sub HH Metered | 0% | 0% | 100%
HV HH Metered | 0% | 0% | 100%
LV Generation Non-Intermittent | 0% | 0% | 100%
LV Generation Non-Intermittent no RP charge | 0% | 0% | 100%
LV Sub Generation Non-Intermittent | 0% | 0% | 100%
LV Sub Generation Non-Intermittent no RP charge | 0% | 0% | 100%
HV Generation Non-Intermittent | 0% | 0% | 100%
HV Generation Non-Intermittent no RP charge | 0% | 0% | 100%
2407. All units (MWh)
Data sources:
x1 = 2305. Rate 1 units (MWh) (in Equivalent volume for each end user)
x2 = 2305. Rate 2 units (MWh) (in Equivalent volume for each end user)
x3 = 2305. Rate 3 units (MWh) (in Equivalent volume for each end user)
Calculation =x1+x2+x3
All units (MWh)
Domestic Unrestricted | 6240741.9428
Domestic Two Rate | 913117.3713
Domestic Off Peak (related MPAN) | 17385.2748
Small Non Domestic Unrestricted | 1464642.8478
Small Non Domestic Two Rate | 736923.4901
Small Non Domestic Off Peak (related MPAN) | 19488.6458
LV Medium Non-Domestic | 18815.8003
LV Sub Medium Non-Domestic | 2432.2672
HV Medium Non-Domestic | 2823.8626
LV Network Domestic | 1
LV Network Non-Domestic Non-CT | 214235.0047
LV HH Metered | 3090340.2689
LV Sub HH Metered | 1376720.9085
HV HH Metered | 4961534.7078
NHH UMS category A | 21903.5088
NHH UMS category B | 8864.1544
NHH UMS category C | 277.2299
NHH UMS category D | 1
LV UMS (Pseudo HH Metered) | 248948.4497
LV Generation NHH or Aggregate HH | 698.3812
LV Sub Generation NHH | 1
LV Generation Intermittent | 32253.2079
LV Generation Intermittent no RP charge | 1
LV Generation Non-Intermittent | 5604.53
LV Generation Non-Intermittent no RP charge | 11.7289
LV Sub Generation Intermittent | 2670.527
LV Sub Generation Intermittent no RP charge | 1
LV Sub Generation Non-Intermittent | 1555.0158
LV Sub Generation Non-Intermittent no RP charge | 11.0799
HV Generation Intermittent | 470985.3243
HV Generation Intermittent no RP charge | 1
HV Generation Non-Intermittent | 391369.1172
HV Generation Non-Intermittent no RP charge | 1
2408. Calculation of implied load coefficients for one-rate users
Data sources:
x1 = 2407. All units (MWh)
x2 = 2305. Rate 1 units (MWh) (in Equivalent volume for each end user)
x3 = 2403. Split of rate 1 units between distribution time bands
x4 = 2401. Annual hours by distribution time band (reconciled to days in year) (in Adjust annual hours by distribution time band to match days in year)
x5 = Use of distribution time bands by units in demand forecast for one-rate tariffs (in Calculation of implied load coefficients for one-rate users)
x6 = 1010. Days in the charging year (in Financial and general assumptions)
Kind: | Calculation |  |  | Calculation
Formula: | =IF(x1>0,(x2*x3)/x1,0) |  |  | =IF(x4>0,x5*x6*24/x4,0)
Use of distribution time bands by units in demand forecast for one-rate tariffs
| Red | Amber | Green | Peak band load coefficient for one-rate tariffs
Domestic Unrestricted | 12.68% | 33.26% | 54.06% | 1.4237
Small Non Domestic Unrestricted | 10.96% | 44.51% | 44.53% | 1.2308
2409. Calculation of implied load coefficients for two-rate users
Data sources:
x1 = 2407. All units (MWh)
x2 = 2305. Rate 1 units (MWh) (in Equivalent volume for each end user)
x3 = 2403. Split of rate 1 units between distribution time bands
x4 = 2305. Rate 2 units (MWh) (in Equivalent volume for each end user)
x5 = 2405. Split of rate 2 units between distribution time bands
x6 = 2401. Annual hours by distribution time band (reconciled to days in year) (in Adjust annual hours by distribution time band to match days in year)
x7 = Use of distribution time bands by units in demand forecast for two-rate tariffs (in Calculation of implied load coefficients for two-rate users)
x8 = 1010. Days in the charging year (in Financial and general assumptions)
Kind: | Calculation |  |  | Calculation
Formula: | =IF(x1>0,(x2*x3+x4*x5)/x1,0) |  |  | =IF(x6>0,x7*x8*24/x6,0)
Use of distribution time bands by units in demand forecast for two-rate tariffs
| Red | Amber | Green | Peak band load coefficient for two-rate tariffs
Domestic Two Rate | 6.879% | 17.67% | 75.45% | 0.77252
Small Non Domestic Two Rate | 9.024% | 33.62% | 57.35% | 1.0134
LV Medium Non-Domestic | 10.84% | 38.52% | 50.64% | 1.2171
LV Sub Medium Non-Domestic | 10.68% | 38.32% | 50.99% | 1.1998
HV Medium Non-Domestic | 10.24% | 37.94% | 51.82% | 1.1503
2410. Calculation of implied load coefficients for three-rate users
Data sources:
x1 = 2407. All units (MWh)
x2 = 2305. Rate 1 units (MWh) (in Equivalent volume for each end user)
x3 = 2403. Split of rate 1 units between distribution time bands
x4 = 2305. Rate 2 units (MWh) (in Equivalent volume for each end user)
x5 = 2405. Split of rate 2 units between distribution time bands
x6 = 2305. Rate 3 units (MWh) (in Equivalent volume for each end user)
x7 = 2406. Split of rate 3 units between distribution time bands (default)
x8 = 2401. Annual hours by distribution time band (reconciled to days in year) (in Adjust annual hours by distribution time band to match days in year)
x9 = Use of distribution time bands by units in demand forecast for three-rate tariffs (in Calculation of implied load coefficients for three-rate users)
x10 = 1010. Days in the charging year (in Financial and general assumptions)
Kind: | Calculation |  |  | Calculation
Formula: | =IF(x1>0,(x2*x3+x4*x5+x6*x7)/x1,0) |  |  | =IF(x8>0,x9*x10*24/x8,0)
Use of distribution time bands by units in demand forecast for three-rate tariffs
| Red | Amber | Green | Peak band load coefficient for three-rate tariffs
LV Network Domestic | 10.56% | 37.48% | 51.97% | 1.1855
LV Network Non-Domestic Non-CT | 10.56% | 37.48% | 51.97% | 1.1855
LV HH Metered | 10.94% | 38.88% | 50.18% | 1.2289
LV Sub HH Metered | 10.51% | 38.32% | 51.17% | 1.1805
HV HH Metered | 10.03% | 34.11% | 55.86% | 1.126
2411. Calculation of adjusted time band load coefficients
Data sources:
x1 = 2408. Peak band load coefficient for one-rate tariffs (in Calculation of implied load coefficients for one-rate users)
x2 = 2409. Peak band load coefficient for two-rate tariffs (in Calculation of implied load coefficients for two-rate users)
x3 = 2410. Peak band load coefficient for three-rate tariffs (in Calculation of implied load coefficients for three-rate users)
x4 = Peak band load coefficient (in Calculation of adjusted time band load coefficients)
x5 = 2302. Load coefficient
Kind: | Combine tables | Calculation
Formula: | = x1 or x2 or x3 | =IF(x4<>0,x5/x4,IF(x5<0,-1,1))
| Peak band load coefficient | Load coefficient correction factor (kW at peak in band / band average kW)
Domestic Unrestricted | 1.4237 | 1.4308
Domestic Two Rate | 0.77252 | 1.5959
Domestic Off Peak (related MPAN) |  | 1
Small Non Domestic Unrestricted | 1.2308 | 1.3153
Small Non Domestic Two Rate | 1.0134 | 1.2609
Small Non Domestic Off Peak (related MPAN) |  | 1
LV Medium Non-Domestic | 1.2171 | 1.1886
LV Sub Medium Non-Domestic | 1.1998 | 1.2101
HV Medium Non-Domestic | 1.1503 | 1.226
LV Network Domestic | 1.1855 | 1.7183
LV Network Non-Domestic Non-CT | 1.1855 | 1.3656
LV HH Metered | 1.2289 | 1.1568
LV Sub HH Metered | 1.1805 | 1.1512
HV HH Metered | 1.126 | 1.0473
LV Generation Non-Intermittent |  | -1
LV Generation Non-Intermittent no RP charge |  | -1
LV Sub Generation Non-Intermittent |  | -1
LV Sub Generation Non-Intermittent no RP charge |  | -1
HV Generation Non-Intermittent |  | -1
HV Generation Non-Intermittent no RP charge |  | -1
2412. Normalisation of peaking probabilities
Data sources:
x1 = 1069. Red, amber and green peaking probabilities (in Peaking probabilities by network level)
x2 = Total probability (should be 100%) (in Normalisation of peaking probabilities)
x3 = 1068. Typical annual hours by distribution time band
x4 = 2401. Total hours in the year according to time band hours input data (in Adjust annual hours by distribution time band to match days in year)
Kind: | Cell summation | Calculation
Formula: | =SUM(x1) | =IF(x2,x1/x2,x3/x4)
Normalised peaking probabilities
| Total probability (should be 100%) | Red | Amber | Green
GSPs | 100% | 87.72% | 10.53% | 1.754%
132kV | 100% | 67.28% | 24.28% | 8.44%
132kV/EHV | 100% | 67.28% | 24.28% | 8.44%
EHV | 100% | 57.3% | 33.85% | 8.841%
EHV/HV | 100% | 57.3% | 33.85% | 8.841%
132kV/HV | 0% | 8.904% | 28.82% | 62.27%
HV | 100% | 57.3% | 33.85% | 8.841%
HV/LV | 100% | 57.3% | 33.85% | 8.841%
LV circuits | 100% | 57.3% | 33.85% | 8.841%
2413. Peaking probabilities by network level (reshaped)
Data sources:
x1 = 2412. Normalised peaking probabilities (in Normalisation of peaking probabilities)
Reshape table = x1
| GSPs | Red | Amber | Green | 132kV | Red | Amber | Green | 132kV/EHV | Red | Amber | Green | EHV | Red | Amber | Green | EHV/HV | Red | Amber | Green | 132kV/HV | Red | Amber | Green | HV | Red | Amber | Green | HV/LV | Red | Amber | Green | LV circuits | Red | Amber | Green
Probability of peak within timeband |  | 87.72% | 10.53% | 1.754% |  | 67.28% | 24.28% | 8.44% |  | 67.28% | 24.28% | 8.44% |  | 57.3% | 33.85% | 8.841% |  | 57.3% | 33.85% | 8.841% |  | 8.904% | 28.82% | 62.27% |  | 57.3% | 33.85% | 8.841% |  | 57.3% | 33.85% | 8.841% |  | 57.3% | 33.85% | 8.841%
2414. Pseudo load coefficient by time band and network level
Data sources:
x1 = 2401. Annual hours by distribution time band (reconciled to days in year) (in Adjust annual hours by distribution time band to match days in year)
x2 = 2411. Load coefficient correction factor (kW at peak in band / band average kW) (in Calculation of adjusted time band load coefficients)
x3 = 2413. Peaking probabilities by network level (reshaped)
x4 = 1010. Days in the charging year (in Financial and general assumptions)
Calculation =IF(x1>0,x2*x3*24*x4/x1,0)
| GSPs | Red | Amber | Green | 132kV | Red | Amber | Green | 132kV/EHV | Red | Amber | Green | EHV | Red | Amber | Green | EHV/HV | Red | Amber | Green | 132kV/HV | Red | Amber | Green | HV | Red | Amber | Green | HV/LV | Red | Amber | Green | LV circuits | Red | Amber | Green
Domestic Unrestricted |  | 14.0955 | 0.52251 | 0.04031 |  | 10.8117 | 1.2051 | 0.19392 |  | 10.8117 | 1.2051 | 0.19392 |  | 9.2082 | 1.6805 | 0.20313 |  | 9.2082 | 1.6805 | 0.20313 |  | 1.4308 | 1.4308 | 1.4308 |  | 9.2082 | 1.6805 | 0.20313 |  | 9.2082 | 1.6805 | 0.20313 |  | 9.2082 | 1.6805 | 0.20313
Domestic Two Rate |  | 15.7216 | 0.58279 | 0.04496 |  | 12.0589 | 1.3441 | 0.2163 |  | 12.0589 | 1.3441 | 0.2163 |  | 10.2705 | 1.8744 | 0.22656 |  | 10.2705 | 1.8744 | 0.22656 |  | 1.5959 | 1.5959 | 1.5959 |  | 10.2705 | 1.8744 | 0.22656 |  | 10.2705 | 1.8744 | 0.22656 |  | 10.2705 | 1.8744 | 0.22656
Domestic Off Peak (related MPAN) |  | 9.8516 | 0.36519 | 0.028173 |  | 7.5564 | 0.84223 | 0.13554 |  | 7.5564 | 0.84223 | 0.13554 |  | 6.4357 | 1.1745 | 0.14197 |  | 6.4357 | 1.1745 | 0.14197 |  | 1 | 1 | 1 |  | 6.4357 | 1.1745 | 0.14197 |  | 6.4357 | 1.1745 | 0.14197 |  | 6.4357 | 1.1745 | 0.14197
Small Non Domestic Unrestricted |  | 12.9574 | 0.48032 | 0.037055 |  | 9.9387 | 1.1078 | 0.17826 |  | 9.9387 | 1.1078 | 0.17826 |  | 8.4647 | 1.5448 | 0.18673 |  | 8.4647 | 1.5448 | 0.18673 |  | 1.3153 | 1.3153 | 1.3153 |  | 8.4647 | 1.5448 | 0.18673 |  | 8.4647 | 1.5448 | 0.18673 |  | 8.4647 | 1.5448 | 0.18673
Small Non Domestic Two Rate |  | 12.4223 | 0.46048 | 0.035525 |  | 9.5282 | 1.062 | 0.1709 |  | 9.5282 | 1.062 | 0.1709 |  | 8.1151 | 1.481 | 0.17901 |  | 8.1151 | 1.481 | 0.17901 |  | 1.2609 | 1.2609 | 1.2609 |  | 8.1151 | 1.481 | 0.17901 |  | 8.1151 | 1.481 | 0.17901 |  | 8.1151 | 1.481 | 0.17901
Small Non Domestic Off Peak (related MPAN) |  | 9.8516 | 0.36519 | 0.028173 |  | 7.5564 | 0.84223 | 0.13554 |  | 7.5564 | 0.84223 | 0.13554 |  | 6.4357 | 1.1745 | 0.14197 |  | 6.4357 | 1.1745 | 0.14197 |  | 1 | 1 | 1 |  | 6.4357 | 1.1745 | 0.14197 |  | 6.4357 | 1.1745 | 0.14197 |  | 6.4357 | 1.1745 | 0.14197
LV Medium Non-Domestic |  | 11.7096 | 0.43406 | 0.033487 |  | 8.9816 | 1.0011 | 0.1611 |  | 8.9816 | 1.0011 | 0.1611 |  | 7.6495 | 1.396 | 0.16874 |  | 7.6495 | 1.396 | 0.16874 |  | 1.1886 | 1.1886 | 1.1886 |  | 7.6495 | 1.396 | 0.16874 |  | 7.6495 | 1.396 | 0.16874 |  | 7.6495 | 1.396 | 0.16874
LV Sub Medium Non-Domestic |  | 11.9215 | 0.44192 | 0.034093 |  | 9.1441 | 1.0192 | 0.16401 |  | 9.1441 | 1.0192 | 0.16401 |  | 7.788 | 1.4213 | 0.1718 |  | 7.788 | 1.4213 | 0.1718 |  | 1.2101 | 1.2101 | 1.2101 |  | 7.788 | 1.4213 | 0.1718 |  | 7.788 | 1.4213 | 0.1718 |  | 7.788 | 1.4213 | 0.1718
HV Medium Non-Domestic |  | 12.078 | 0.44772 | 0.03454 |  | 9.2642 | 1.0326 | 0.16617 |  | 9.2642 | 1.0326 | 0.16617 |  | 7.8902 | 1.44 | 0.17405 |  | 7.8902 | 1.44 | 0.17405 |  | 1.226 | 1.226 | 1.226 |  | 7.8902 | 1.44 | 0.17405 |  | 7.8902 | 1.44 | 0.17405 |  | 7.8902 | 1.44 | 0.17405
LV Network Domestic |  | 16.9277 | 0.6275 | 0.048409 |  | 12.984 | 1.4472 | 0.23289 |  | 12.984 | 1.4472 | 0.23289 |  | 11.0583 | 2.0182 | 0.24394 |  | 11.0583 | 2.0182 | 0.24394 |  | 1.7183 | 1.7183 | 1.7183 |  | 11.0583 | 2.0182 | 0.24394 |  | 11.0583 | 2.0182 | 0.24394 |  | 11.0583 | 2.0182 | 0.24394
LV Network Non-Domestic Non-CT |  | 13.4529 | 0.49869 | 0.038472 |  | 10.3188 | 1.1501 | 0.18508 |  | 10.3188 | 1.1501 | 0.18508 |  | 8.7884 | 1.6039 | 0.19387 |  | 8.7884 | 1.6039 | 0.19387 |  | 1.3656 | 1.3656 | 1.3656 |  | 8.7884 | 1.6039 | 0.19387 |  | 8.7884 | 1.6039 | 0.19387 |  | 8.7884 | 1.6039 | 0.19387
LV HH Metered |  | 11.3964 | 0.42246 | 0.032591 |  | 8.7414 | 0.97431 | 0.15679 |  | 8.7414 | 0.97431 | 0.15679 |  | 7.445 | 1.3587 | 0.16423 |  | 7.445 | 1.3587 | 0.16423 |  | 1.1568 | 1.1568 | 1.1568 |  | 7.445 | 1.3587 | 0.16423 |  | 7.445 | 1.3587 | 0.16423 |  | 7.445 | 1.3587 | 0.16423
LV Sub HH Metered |  | 11.3416 | 0.42042 | 0.032434 |  | 8.6993 | 0.96962 | 0.15604 |  | 8.6993 | 0.96962 | 0.15604 |  | 7.4091 | 1.3522 | 0.16344 |  | 7.4091 | 1.3522 | 0.16344 |  | 1.1512 | 1.1512 | 1.1512 |  | 7.4091 | 1.3522 | 0.16344 |  | 7.4091 | 1.3522 | 0.16344 |  | 7.4091 | 1.3522 | 0.16344
HV HH Metered |  | 10.3173 | 0.38246 | 0.029505 |  | 7.9137 | 0.88205 | 0.14194 |  | 7.9137 | 0.88205 | 0.14194 |  | 6.74 | 1.2301 | 0.14868 |  | 6.74 | 1.2301 | 0.14868 |  | 1.0473 | 1.0473 | 1.0473 |  | 6.74 | 1.2301 | 0.14868 |  | 6.74 | 1.2301 | 0.14868 |  | 6.74 | 1.2301 | 0.14868
LV Generation Non-Intermittent |  | -9.8516 | -0.36519 | -0.028173 |  | -7.5564 | -0.84223 | -0.13554 |  | -7.5564 | -0.84223 | -0.13554 |  | -6.4357 | -1.1745 | -0.14197 |  | -6.4357 | -1.1745 | -0.14197 |  | -1 | -1 | -1 |  | -6.4357 | -1.1745 | -0.14197 |  | -6.4357 | -1.1745 | -0.14197 |  | -6.4357 | -1.1745 | -0.14197
LV Generation Non-Intermittent no RP charge |  | -9.8516 | -0.36519 | -0.028173 |  | -7.5564 | -0.84223 | -0.13554 |  | -7.5564 | -0.84223 | -0.13554 |  | -6.4357 | -1.1745 | -0.14197 |  | -6.4357 | -1.1745 | -0.14197 |  | -1 | -1 | -1 |  | -6.4357 | -1.1745 | -0.14197 |  | -6.4357 | -1.1745 | -0.14197 |  | -6.4357 | -1.1745 | -0.14197
LV Sub Generation Non-Intermittent |  | -9.8516 | -0.36519 | -0.028173 |  | -7.5564 | -0.84223 | -0.13554 |  | -7.5564 | -0.84223 | -0.13554 |  | -6.4357 | -1.1745 | -0.14197 |  | -6.4357 | -1.1745 | -0.14197 |  | -1 | -1 | -1 |  | -6.4357 | -1.1745 | -0.14197 |  | -6.4357 | -1.1745 | -0.14197 |  | -6.4357 | -1.1745 | -0.14197
LV Sub Generation Non-Intermittent no RP charge |  | -9.8516 | -0.36519 | -0.028173 |  | -7.5564 | -0.84223 | -0.13554 |  | -7.5564 | -0.84223 | -0.13554 |  | -6.4357 | -1.1745 | -0.14197 |  | -6.4357 | -1.1745 | -0.14197 |  | -1 | -1 | -1 |  | -6.4357 | -1.1745 | -0.14197 |  | -6.4357 | -1.1745 | -0.14197 |  | -6.4357 | -1.1745 | -0.14197
HV Generation Non-Intermittent |  | -9.8516 | -0.36519 | -0.028173 |  | -7.5564 | -0.84223 | -0.13554 |  | -7.5564 | -0.84223 | -0.13554 |  | -6.4357 | -1.1745 | -0.14197 |  | -6.4357 | -1.1745 | -0.14197 |  | -1 | -1 | -1 |  | -6.4357 | -1.1745 | -0.14197 |  | -6.4357 | -1.1745 | -0.14197 |  | -6.4357 | -1.1745 | -0.14197
HV Generation Non-Intermittent no RP charge |  | -9.8516 | -0.36519 | -0.028173 |  | -7.5564 | -0.84223 | -0.13554 |  | -7.5564 | -0.84223 | -0.13554 |  | -6.4357 | -1.1745 | -0.14197 |  | -6.4357 | -1.1745 | -0.14197 |  | -1 | -1 | -1 |  | -6.4357 | -1.1745 | -0.14197 |  | -6.4357 | -1.1745 | -0.14197 |  | -6.4357 | -1.1745 | -0.14197
2415. Single rate non half hourly pseudo timeband load coefficients
Data sources:
x1 = 2414. Pseudo load coefficient by time band and network level
Copy cells = x1
| GSPs | Red | Amber | Green | 132kV | Red | Amber | Green | 132kV/EHV | Red | Amber | Green | EHV | Red | Amber | Green | EHV/HV | Red | Amber | Green | 132kV/HV | Red | Amber | Green | HV | Red | Amber | Green | HV/LV | Red | Amber | Green | LV circuits | Red | Amber | Green
Domestic Unrestricted |  | 14.0955 | 0.52251 | 0.04031 |  | 10.8117 | 1.2051 | 0.19392 |  | 10.8117 | 1.2051 | 0.19392 |  | 9.2082 | 1.6805 | 0.20313 |  | 9.2082 | 1.6805 | 0.20313 |  | 1.4308 | 1.4308 | 1.4308 |  | 9.2082 | 1.6805 | 0.20313 |  | 9.2082 | 1.6805 | 0.20313 |  | 9.2082 | 1.6805 | 0.20313
Small Non Domestic Unrestricted |  | 12.9574 | 0.48032 | 0.037055 |  | 9.9387 | 1.1078 | 0.17826 |  | 9.9387 | 1.1078 | 0.17826 |  | 8.4647 | 1.5448 | 0.18673 |  | 8.4647 | 1.5448 | 0.18673 |  | 1.3153 | 1.3153 | 1.3153 |  | 8.4647 | 1.5448 | 0.18673 |  | 8.4647 | 1.5448 | 0.18673 |  | 8.4647 | 1.5448 | 0.18673
2416. Single rate non half hourly units (MWh)
Data sources:
x1 = 2407. All units (MWh)
Copy cells = x1
Single rate non half hourly units (MWh)
Domestic Unrestricted | 6240741.9428
Small Non Domestic Unrestricted | 1464642.8478
2417. Single rate non half hourly timeband use
Data sources:
x1 = 2403. Split of rate 1 units between distribution time bands
Copy cells = x1
| Red | Amber | Green
Domestic Unrestricted | 12.68% | 33.26% | 54.06%
Small Non Domestic Unrestricted | 10.96% | 44.51% | 44.53%
2418. Single rate non half hourly tariff pseudo load coefficient
Data sources:
x1 = 2415. Single rate non half hourly pseudo timeband load coefficients
x2 = 2417. Single rate non half hourly timeband use
Sum-product calculation =SUMPRODUCT(x1, x2)
| GSPs | 132kV | 132kV/EHV | EHV | EHV/HV | 132kV/HV | HV | HV/LV | LV circuits
Domestic Unrestricted | 1.9824 | 1.8762 | 1.8762 | 1.836 | 1.836 | 1.4308 | 1.836 | 1.836 | 1.836
Small Non Domestic Unrestricted | 1.6503 | 1.6617 | 1.6617 | 1.6985 | 1.6985 | 1.3153 | 1.6985 | 1.6985 | 1.6985
2419. Multi rate non half hourly units (MWh)
Data sources:
x1 = 2407. All units (MWh)
Copy cells = x1
Multi rate non half hourly units (MWh)
Domestic Two Rate | 913117.3713
Small Non Domestic Two Rate | 736923.4901
2420. Multi rate non half hourly pseudo timeband load coefficients
Data sources:
x1 = 2414. Pseudo load coefficient by time band and network level
Copy cells = x1
| GSPs | Red | Amber | Green | 132kV | Red | Amber | Green | 132kV/EHV | Red | Amber | Green | EHV | Red | Amber | Green | EHV/HV | Red | Amber | Green | 132kV/HV | Red | Amber | Green | HV | Red | Amber | Green | HV/LV | Red | Amber | Green | LV circuits | Red | Amber | Green
Domestic Two Rate |  | 15.7216 | 0.58279 | 0.04496 |  | 12.0589 | 1.3441 | 0.2163 |  | 12.0589 | 1.3441 | 0.2163 |  | 10.2705 | 1.8744 | 0.22656 |  | 10.2705 | 1.8744 | 0.22656 |  | 1.5959 | 1.5959 | 1.5959 |  | 10.2705 | 1.8744 | 0.22656 |  | 10.2705 | 1.8744 | 0.22656 |  | 10.2705 | 1.8744 | 0.22656
Small Non Domestic Two Rate |  | 12.4223 | 0.46048 | 0.035525 |  | 9.5282 | 1.062 | 0.1709 |  | 9.5282 | 1.062 | 0.1709 |  | 8.1151 | 1.481 | 0.17901 |  | 8.1151 | 1.481 | 0.17901 |  | 1.2609 | 1.2609 | 1.2609 |  | 8.1151 | 1.481 | 0.17901 |  | 8.1151 | 1.481 | 0.17901 |  | 8.1151 | 1.481 | 0.17901
2421. Multi rate non half hourly timeband use
Data sources:
x1 = 2409. Use of distribution time bands by units in demand forecast for two-rate tariffs (in Calculation of implied load coefficients for two-rate users)
Copy cells = x1
| Red | Amber | Green
Domestic Two Rate | 6.879% | 17.67% | 75.45%
Small Non Domestic Two Rate | 9.024% | 33.62% | 57.35%
2422. Multi rate non half hourly tariff pseudo load coefficient
Data sources:
x1 = 2420. Multi rate non half hourly pseudo timeband load coefficients
x2 = 2421. Multi rate non half hourly timeband use
Sum-product calculation =SUMPRODUCT(x1, x2)
| GSPs | 132kV | 132kV/EHV | EHV | EHV/HV | 132kV/HV | HV | HV/LV | LV circuits
Domestic Two Rate | 1.2183 | 1.2302 | 1.2302 | 1.2086 | 1.2086 | 1.5959 | 1.2086 | 1.2086 | 1.2086
Small Non Domestic Two Rate | 1.2961 | 1.3149 | 1.3149 | 1.3329 | 1.3329 | 1.2609 | 1.3329 | 1.3329 | 1.3329
2423. Off-peak non half hourly units (MWh)
Data sources:
x1 = 2407. All units (MWh)
Copy cells = x1
Off-peak non half hourly units (MWh)
Domestic Off Peak (related MPAN) | 17385.2748
Small Non Domestic Off Peak (related MPAN) | 19488.6458
2424. Off-peak non half hourly pseudo timeband load coefficients
Data sources:
x1 = 2414. Pseudo load coefficient by time band and network level
Copy cells = x1
| GSPs | Red | Amber | Green | 132kV | Red | Amber | Green | 132kV/EHV | Red | Amber | Green | EHV | Red | Amber | Green | EHV/HV | Red | Amber | Green | 132kV/HV | Red | Amber | Green | HV | Red | Amber | Green | HV/LV | Red | Amber | Green | LV circuits | Red | Amber | Green
Domestic Off Peak (related MPAN) |  | 9.8516 | 0.36519 | 0.028173 |  | 7.5564 | 0.84223 | 0.13554 |  | 7.5564 | 0.84223 | 0.13554 |  | 6.4357 | 1.1745 | 0.14197 |  | 6.4357 | 1.1745 | 0.14197 |  | 1 | 1 | 1 |  | 6.4357 | 1.1745 | 0.14197 |  | 6.4357 | 1.1745 | 0.14197 |  | 6.4357 | 1.1745 | 0.14197
Small Non Domestic Off Peak (related MPAN) |  | 9.8516 | 0.36519 | 0.028173 |  | 7.5564 | 0.84223 | 0.13554 |  | 7.5564 | 0.84223 | 0.13554 |  | 6.4357 | 1.1745 | 0.14197 |  | 6.4357 | 1.1745 | 0.14197 |  | 1 | 1 | 1 |  | 6.4357 | 1.1745 | 0.14197 |  | 6.4357 | 1.1745 | 0.14197 |  | 6.4357 | 1.1745 | 0.14197
2425. Off-peak non half hourly timeband use
Data sources:
x1 = 2403. Split of rate 1 units between distribution time bands
Copy cells = x1
| Red | Amber | Green
Domestic Off Peak (related MPAN) | 0.5626% | 9.421% | 90.02%
Small Non Domestic Off Peak (related MPAN) | 0.1715% | 5.248% | 94.58%
2426. Off-peak non half hourly tariff pseudo load coefficient
Data sources:
x1 = 2424. Off-peak non half hourly pseudo timeband load coefficients
x2 = 2425. Off-peak non half hourly timeband use
Sum-product calculation =SUMPRODUCT(x1, x2)
| GSPs | 132kV | 132kV/EHV | EHV | EHV/HV | 132kV/HV | HV | HV/LV | LV circuits
Domestic Off Peak (related MPAN) | 0.11519 | 0.24387 | 0.24387 | 0.27466 | 0.27466 | 1 | 0.27466 | 0.27466 | 0.27466
Small Non Domestic Off Peak (related MPAN) | 0.062708 | 0.18535 | 0.18535 | 0.20695 | 0.20695 | 1 | 0.20695 | 0.20695 | 0.20695
2427. Aggregated half hourly units (MWh)
Data sources:
x1 = 2407. All units (MWh)
Copy cells = x1
Aggregated half hourly units (MWh)
LV Network Domestic | 1
LV Network Non-Domestic Non-CT | 214235.0047
2428. Aggregated half hourly pseudo timeband load coefficients
Data sources:
x1 = 2414. Pseudo load coefficient by time band and network level
Copy cells = x1
| GSPs | Red | Amber | Green | 132kV | Red | Amber | Green | 132kV/EHV | Red | Amber | Green | EHV | Red | Amber | Green | EHV/HV | Red | Amber | Green | 132kV/HV | Red | Amber | Green | HV | Red | Amber | Green | HV/LV | Red | Amber | Green | LV circuits | Red | Amber | Green
LV Network Domestic |  | 16.9277 | 0.6275 | 0.048409 |  | 12.984 | 1.4472 | 0.23289 |  | 12.984 | 1.4472 | 0.23289 |  | 11.0583 | 2.0182 | 0.24394 |  | 11.0583 | 2.0182 | 0.24394 |  | 1.7183 | 1.7183 | 1.7183 |  | 11.0583 | 2.0182 | 0.24394 |  | 11.0583 | 2.0182 | 0.24394 |  | 11.0583 | 2.0182 | 0.24394
LV Network Non-Domestic Non-CT |  | 13.4529 | 0.49869 | 0.038472 |  | 10.3188 | 1.1501 | 0.18508 |  | 10.3188 | 1.1501 | 0.18508 |  | 8.7884 | 1.6039 | 0.19387 |  | 8.7884 | 1.6039 | 0.19387 |  | 1.3656 | 1.3656 | 1.3656 |  | 8.7884 | 1.6039 | 0.19387 |  | 8.7884 | 1.6039 | 0.19387 |  | 8.7884 | 1.6039 | 0.19387
2429. Aggregated half hourly timeband use
Data sources:
x1 = 2410. Use of distribution time bands by units in demand forecast for three-rate tariffs (in Calculation of implied load coefficients for three-rate users)
Copy cells = x1
| Red | Amber | Green
LV Network Domestic | 10.56% | 37.48% | 51.97%
LV Network Non-Domestic Non-CT | 10.56% | 37.48% | 51.97%
2430. Aggregated half hourly tariff pseudo load coefficient
Data sources:
x1 = 2428. Aggregated half hourly pseudo timeband load coefficients
x2 = 2429. Aggregated half hourly timeband use
Sum-product calculation =SUMPRODUCT(x1, x2)
| GSPs | 132kV | 132kV/EHV | EHV | EHV/HV | 132kV/HV | HV | HV/LV | LV circuits
LV Network Domestic | 2.0471 | 2.0339 | 2.0339 | 2.0504 | 2.0504 | 1.7183 | 2.0504 | 2.0504 | 2.0504
LV Network Non-Domestic Non-CT | 1.6269 | 1.6164 | 1.6164 | 1.6295 | 1.6295 | 1.3656 | 1.6295 | 1.6295 | 1.6295
2431. Average non half hourly tariff pseudo load coefficient
Data sources:
x1 = 2416. Single rate non half hourly units (MWh)
x2 = 2418. Single rate non half hourly tariff pseudo load coefficient
x3 = 2419. Multi rate non half hourly units (MWh)
x4 = 2422. Multi rate non half hourly tariff pseudo load coefficient
x5 = 2423. Off-peak non half hourly units (MWh)
x6 = 2426. Off-peak non half hourly tariff pseudo load coefficient
Calculation =(x1*x2+x3*x4+x5*x6)/(x1+x3+x5)
| GSPs | 132kV | 132kV/EHV | EHV | EHV/HV | 132kV/HV | HV | HV/LV | LV circuits
Domestic equalisation group | 1.8806 | 1.79 | 1.79 | 1.7524 | 1.7524 | 1.4508 | 1.7524 | 1.7524 | 1.7524
Non-domestic equalisation group | 1.5189 | 1.5337 | 1.5337 | 1.5641 | 1.5641 | 1.2945 | 1.5641 | 1.5641 | 1.5641
2432. Average non half hourly timeband use
Data sources:
x1 = 2416. Single rate non half hourly units (MWh)
x2 = 2417. Single rate non half hourly timeband use
x3 = 2419. Multi rate non half hourly units (MWh)
x4 = 2421. Multi rate non half hourly timeband use
x5 = 2423. Off-peak non half hourly units (MWh)
x6 = 2425. Off-peak non half hourly timeband use
Calculation =(x1*x2+x3*x4+x5*x6)/(x1+x3+x5)
| Red | Amber | Green
LV Network Domestic | 11.91% | 31.22% | 56.87%
LV Network Non-Domestic Non-CT | 10.22% | 40.56% | 49.22%
2433. Aggregated half hourly tariff pseudo load coefficient using average non half hourly unit mix
Data sources:
x1 = 2428. Aggregated half hourly pseudo timeband load coefficients
x2 = 2432. Average non half hourly timeband use
Sum-product calculation =SUMPRODUCT(x1, x2)
| GSPs | 132kV | 132kV/EHV | EHV | EHV/HV | 132kV/HV | HV | HV/LV | LV circuits
LV Network Domestic | 2.2393 | 2.1305 | 2.1305 | 2.0857 | 2.0857 | 1.7183 | 2.0857 | 2.0857 | 2.0857
LV Network Non-Domestic Non-CT | 1.5964 | 1.6124 | 1.6124 | 1.6443 | 1.6443 | 1.3656 | 1.6443 | 1.6443 | 1.6443
2434. Relative correction factor for aggregated half hourly tariff
Data sources:
x1 = 2431. Average non half hourly tariff pseudo load coefficient
x2 = 2433. Aggregated half hourly tariff pseudo load coefficient using average non half hourly unit mix
Calculation =x1/x2
| GSPs | 132kV | 132kV/EHV | EHV | EHV/HV | 132kV/HV | HV | HV/LV | LV circuits
Domestic equalisation group | 0.8398 | 0.84018 | 0.84018 | 0.84019 | 0.84019 | 0.84432 | 0.84019 | 0.84019 | 0.84019
Non-domestic equalisation group | 0.95145 | 0.95119 | 0.95119 | 0.95123 | 0.95123 | 0.94794 | 0.95123 | 0.95123 | 0.95123
2435. Correction factor for non half hourly tariffs
Data sources:
x1 = 2416. Single rate non half hourly units (MWh)
x2 = 2418. Single rate non half hourly tariff pseudo load coefficient
x3 = 2419. Multi rate non half hourly units (MWh)
x4 = 2422. Multi rate non half hourly tariff pseudo load coefficient
x5 = 2423. Off-peak non half hourly units (MWh)
x6 = 2426. Off-peak non half hourly tariff pseudo load coefficient
x7 = 2427. Aggregated half hourly units (MWh)
x8 = 2430. Aggregated half hourly tariff pseudo load coefficient
x9 = 2434. Relative correction factor for aggregated half hourly tariff
Calculation =(x1*x2+x3*x4+x5*x6+x7*x8)/(x1*x2+x3*x4+x5*x6+x7*x8*x9)
| GSPs | 132kV | 132kV/EHV | EHV | EHV/HV | 132kV/HV | HV | HV/LV | LV circuits
Domestic equalisation group | 1 | 1 | 1 | 1 | 1 | 1 | 1 | 1 | 1
Non-domestic equalisation group | 1.0046 | 1.0045 | 1.0045 | 1.0045 | 1.0045 | 1.0048 | 1.0045 | 1.0045 | 1.0045
2436. Single rate non half hourly corrected pseudo timeband load coefficient
Data sources:
x1 = 2415. Single rate non half hourly pseudo timeband load coefficients
x2 = 2435. Correction factor for non half hourly tariffs
Calculation =x1*x2
| GSPs | Red | Amber | Green | 132kV | Red | Amber | Green | 132kV/EHV | Red | Amber | Green | EHV | Red | Amber | Green | EHV/HV | Red | Amber | Green | 132kV/HV | Red | Amber | Green | HV | Red | Amber | Green | HV/LV | Red | Amber | Green | LV circuits | Red | Amber | Green
Domestic Unrestricted |  | 14.0955 | 0.52251 | 0.04031 |  | 10.8117 | 1.2051 | 0.19392 |  | 10.8117 | 1.2051 | 0.19392 |  | 9.2082 | 1.6805 | 0.20313 |  | 9.2082 | 1.6805 | 0.20313 |  | 1.4308 | 1.4308 | 1.4308 |  | 9.2082 | 1.6805 | 0.20313 |  | 9.2082 | 1.6805 | 0.20313 |  | 9.2082 | 1.6805 | 0.20313
Small Non Domestic Unrestricted |  | 13.0165 | 0.48251 | 0.037224 |  | 9.9836 | 1.1128 | 0.17907 |  | 9.9836 | 1.1128 | 0.17907 |  | 8.5025 | 1.5517 | 0.18756 |  | 8.5025 | 1.5517 | 0.18756 |  | 1.3216 | 1.3216 | 1.3216 |  | 8.5025 | 1.5517 | 0.18756 |  | 8.5025 | 1.5517 | 0.18756 |  | 8.5025 | 1.5517 | 0.18756
2437. Multi rate non half hourly corrected pseudo timeband load coefficient
Data sources:
x1 = 2420. Multi rate non half hourly pseudo timeband load coefficients
x2 = 2435. Correction factor for non half hourly tariffs
Calculation =x1*x2
| GSPs | Red | Amber | Green | 132kV | Red | Amber | Green | 132kV/EHV | Red | Amber | Green | EHV | Red | Amber | Green | EHV/HV | Red | Amber | Green | 132kV/HV | Red | Amber | Green | HV | Red | Amber | Green | HV/LV | Red | Amber | Green | LV circuits | Red | Amber | Green
Domestic Two Rate |  | 15.7216 | 0.58279 | 0.04496 |  | 12.059 | 1.3441 | 0.2163 |  | 12.059 | 1.3441 | 0.2163 |  | 10.2705 | 1.8744 | 0.22656 |  | 10.2705 | 1.8744 | 0.22656 |  | 1.5959 | 1.5959 | 1.5959 |  | 10.2705 | 1.8744 | 0.22656 |  | 10.2705 | 1.8744 | 0.22656 |  | 10.2705 | 1.8744 | 0.22656
Small Non Domestic Two Rate |  | 12.479 | 0.46259 | 0.035687 |  | 9.5713 | 1.0668 | 0.17168 |  | 9.5713 | 1.0668 | 0.17168 |  | 8.1514 | 1.4876 | 0.17982 |  | 8.1514 | 1.4876 | 0.17982 |  | 1.267 | 1.267 | 1.267 |  | 8.1514 | 1.4876 | 0.17982 |  | 8.1514 | 1.4876 | 0.17982 |  | 8.1514 | 1.4876 | 0.17982
2438. Off-peak non half hourly corrected pseudo timeband load coefficient
Data sources:
x1 = 2424. Off-peak non half hourly pseudo timeband load coefficients
x2 = 2435. Correction factor for non half hourly tariffs
Calculation =x1*x2
| GSPs | Red | Amber | Green | 132kV | Red | Amber | Green | 132kV/EHV | Red | Amber | Green | EHV | Red | Amber | Green | EHV/HV | Red | Amber | Green | 132kV/HV | Red | Amber | Green | HV | Red | Amber | Green | HV/LV | Red | Amber | Green | LV circuits | Red | Amber | Green
Domestic Off Peak (related MPAN) |  | 9.8516 | 0.36519 | 0.028173 |  | 7.5564 | 0.84223 | 0.13554 |  | 7.5564 | 0.84223 | 0.13554 |  | 6.4357 | 1.1745 | 0.14197 |  | 6.4357 | 1.1745 | 0.14197 |  | 1 | 1 | 1 |  | 6.4357 | 1.1745 | 0.14197 |  | 6.4357 | 1.1745 | 0.14197 |  | 6.4357 | 1.1745 | 0.14197
Small Non Domestic Off Peak (related MPAN) |  | 9.8965 | 0.36686 | 0.028302 |  | 7.5906 | 0.84604 | 0.13615 |  | 7.5906 | 0.84604 | 0.13615 |  | 6.4645 | 1.1798 | 0.1426 |  | 6.4645 | 1.1798 | 0.1426 |  | 1.0048 | 1.0048 | 1.0048 |  | 6.4645 | 1.1798 | 0.1426 |  | 6.4645 | 1.1798 | 0.1426 |  | 6.4645 | 1.1798 | 0.1426
2439. Aggregated half hourly corrected pseudo timeband load coefficient
Data sources:
x1 = 2428. Aggregated half hourly pseudo timeband load coefficients
x2 = 2435. Correction factor for non half hourly tariffs
x3 = 2434. Relative correction factor for aggregated half hourly tariff
Calculation =x1*x2*x3
| GSPs | Red | Amber | Green | 132kV | Red | Amber | Green | 132kV/EHV | Red | Amber | Green | EHV | Red | Amber | Green | EHV/HV | Red | Amber | Green | 132kV/HV | Red | Amber | Green | HV | Red | Amber | Green | HV/LV | Red | Amber | Green | LV circuits | Red | Amber | Green
LV Network Domestic |  | 14.2159 | 0.52697 | 0.040654 |  | 10.9089 | 1.2159 | 0.19567 |  | 10.9089 | 1.2159 | 0.19567 |  | 9.2911 | 1.6956 | 0.20496 |  | 9.2911 | 1.6956 | 0.20496 |  | 1.4508 | 1.4508 | 1.4508 |  | 9.2911 | 1.6956 | 0.20496 |  | 9.2911 | 1.6956 | 0.20496 |  | 9.2911 | 1.6956 | 0.20496
LV Network Non-Domestic Non-CT |  | 12.8582 | 0.47665 | 0.036771 |  | 9.8595 | 1.0989 | 0.17685 |  | 9.8595 | 1.0989 | 0.17685 |  | 8.3972 | 1.5325 | 0.18524 |  | 8.3972 | 1.5325 | 0.18524 |  | 1.3007 | 1.3007 | 1.3007 |  | 8.3972 | 1.5325 | 0.18524 |  | 8.3972 | 1.5325 | 0.18524 |  | 8.3972 | 1.5325 | 0.18524
2440. Pseudo load coefficient by time band and network level (equalised)
Data sources:
x1 = 2436. Single rate non half hourly corrected pseudo timeband load coefficient
x2 = 2437. Multi rate non half hourly corrected pseudo timeband load coefficient
x3 = 2438. Off-peak non half hourly corrected pseudo timeband load coefficient
x4 = 2439. Aggregated half hourly corrected pseudo timeband load coefficient
x5 = 2414. Pseudo load coefficient by time band and network level
Combine tables = x1 or x2 or x3 or x4 or x5
| GSPs | Red | Amber | Green | 132kV | Red | Amber | Green | 132kV/EHV | Red | Amber | Green | EHV | Red | Amber | Green | EHV/HV | Red | Amber | Green | 132kV/HV | Red | Amber | Green | HV | Red | Amber | Green | HV/LV | Red | Amber | Green | LV circuits | Red | Amber | Green
Domestic Unrestricted |  | 14.0955 | 0.52251 | 0.04031 |  | 10.8117 | 1.2051 | 0.19392 |  | 10.8117 | 1.2051 | 0.19392 |  | 9.2082 | 1.6805 | 0.20313 |  | 9.2082 | 1.6805 | 0.20313 |  | 1.4308 | 1.4308 | 1.4308 |  | 9.2082 | 1.6805 | 0.20313 |  | 9.2082 | 1.6805 | 0.20313 |  | 9.2082 | 1.6805 | 0.20313
Domestic Two Rate |  | 15.7216 | 0.58279 | 0.04496 |  | 12.059 | 1.3441 | 0.2163 |  | 12.059 | 1.3441 | 0.2163 |  | 10.2705 | 1.8744 | 0.22656 |  | 10.2705 | 1.8744 | 0.22656 |  | 1.5959 | 1.5959 | 1.5959 |  | 10.2705 | 1.8744 | 0.22656 |  | 10.2705 | 1.8744 | 0.22656 |  | 10.2705 | 1.8744 | 0.22656
Domestic Off Peak (related MPAN) |  | 9.8516 | 0.36519 | 0.028173 |  | 7.5564 | 0.84223 | 0.13554 |  | 7.5564 | 0.84223 | 0.13554 |  | 6.4357 | 1.1745 | 0.14197 |  | 6.4357 | 1.1745 | 0.14197 |  | 1 | 1 | 1 |  | 6.4357 | 1.1745 | 0.14197 |  | 6.4357 | 1.1745 | 0.14197 |  | 6.4357 | 1.1745 | 0.14197
Small Non Domestic Unrestricted |  | 13.0165 | 0.48251 | 0.037224 |  | 9.9836 | 1.1128 | 0.17907 |  | 9.9836 | 1.1128 | 0.17907 |  | 8.5025 | 1.5517 | 0.18756 |  | 8.5025 | 1.5517 | 0.18756 |  | 1.3216 | 1.3216 | 1.3216 |  | 8.5025 | 1.5517 | 0.18756 |  | 8.5025 | 1.5517 | 0.18756 |  | 8.5025 | 1.5517 | 0.18756
Small Non Domestic Two Rate |  | 12.479 | 0.46259 | 0.035687 |  | 9.5713 | 1.0668 | 0.17168 |  | 9.5713 | 1.0668 | 0.17168 |  | 8.1514 | 1.4876 | 0.17982 |  | 8.1514 | 1.4876 | 0.17982 |  | 1.267 | 1.267 | 1.267 |  | 8.1514 | 1.4876 | 0.17982 |  | 8.1514 | 1.4876 | 0.17982 |  | 8.1514 | 1.4876 | 0.17982
Small Non Domestic Off Peak (related MPAN) |  | 9.8965 | 0.36686 | 0.028302 |  | 7.5906 | 0.84604 | 0.13615 |  | 7.5906 | 0.84604 | 0.13615 |  | 6.4645 | 1.1798 | 0.1426 |  | 6.4645 | 1.1798 | 0.1426 |  | 1.0048 | 1.0048 | 1.0048 |  | 6.4645 | 1.1798 | 0.1426 |  | 6.4645 | 1.1798 | 0.1426 |  | 6.4645 | 1.1798 | 0.1426
LV Medium Non-Domestic |  | 11.7096 | 0.43406 | 0.033487 |  | 8.9816 | 1.0011 | 0.1611 |  | 8.9816 | 1.0011 | 0.1611 |  | 7.6495 | 1.396 | 0.16874 |  | 7.6495 | 1.396 | 0.16874 |  | 1.1886 | 1.1886 | 1.1886 |  | 7.6495 | 1.396 | 0.16874 |  | 7.6495 | 1.396 | 0.16874 |  | 7.6495 | 1.396 | 0.16874
LV Sub Medium Non-Domestic |  | 11.9215 | 0.44192 | 0.034093 |  | 9.1441 | 1.0192 | 0.16401 |  | 9.1441 | 1.0192 | 0.16401 |  | 7.788 | 1.4213 | 0.1718 |  | 7.788 | 1.4213 | 0.1718 |  | 1.2101 | 1.2101 | 1.2101 |  | 7.788 | 1.4213 | 0.1718 |  | 7.788 | 1.4213 | 0.1718 |  | 7.788 | 1.4213 | 0.1718
HV Medium Non-Domestic |  | 12.078 | 0.44772 | 0.03454 |  | 9.2642 | 1.0326 | 0.16617 |  | 9.2642 | 1.0326 | 0.16617 |  | 7.8902 | 1.44 | 0.17405 |  | 7.8902 | 1.44 | 0.17405 |  | 1.226 | 1.226 | 1.226 |  | 7.8902 | 1.44 | 0.17405 |  | 7.8902 | 1.44 | 0.17405 |  | 7.8902 | 1.44 | 0.17405
LV Network Domestic |  | 14.2159 | 0.52697 | 0.040654 |  | 10.9089 | 1.2159 | 0.19567 |  | 10.9089 | 1.2159 | 0.19567 |  | 9.2911 | 1.6956 | 0.20496 |  | 9.2911 | 1.6956 | 0.20496 |  | 1.4508 | 1.4508 | 1.4508 |  | 9.2911 | 1.6956 | 0.20496 |  | 9.2911 | 1.6956 | 0.20496 |  | 9.2911 | 1.6956 | 0.20496
LV Network Non-Domestic Non-CT |  | 12.8582 | 0.47665 | 0.036771 |  | 9.8595 | 1.0989 | 0.17685 |  | 9.8595 | 1.0989 | 0.17685 |  | 8.3972 | 1.5325 | 0.18524 |  | 8.3972 | 1.5325 | 0.18524 |  | 1.3007 | 1.3007 | 1.3007 |  | 8.3972 | 1.5325 | 0.18524 |  | 8.3972 | 1.5325 | 0.18524 |  | 8.3972 | 1.5325 | 0.18524
LV HH Metered |  | 11.3964 | 0.42246 | 0.032591 |  | 8.7414 | 0.97431 | 0.15679 |  | 8.7414 | 0.97431 | 0.15679 |  | 7.445 | 1.3587 | 0.16423 |  | 7.445 | 1.3587 | 0.16423 |  | 1.1568 | 1.1568 | 1.1568 |  | 7.445 | 1.3587 | 0.16423 |  | 7.445 | 1.3587 | 0.16423 |  | 7.445 | 1.3587 | 0.16423
LV Sub HH Metered |  | 11.3416 | 0.42042 | 0.032434 |  | 8.6993 | 0.96962 | 0.15604 |  | 8.6993 | 0.96962 | 0.15604 |  | 7.4091 | 1.3522 | 0.16344 |  | 7.4091 | 1.3522 | 0.16344 |  | 1.1512 | 1.1512 | 1.1512 |  | 7.4091 | 1.3522 | 0.16344 |  | 7.4091 | 1.3522 | 0.16344 |  | 7.4091 | 1.3522 | 0.16344
HV HH Metered |  | 10.3173 | 0.38246 | 0.029505 |  | 7.9137 | 0.88205 | 0.14194 |  | 7.9137 | 0.88205 | 0.14194 |  | 6.74 | 1.2301 | 0.14868 |  | 6.74 | 1.2301 | 0.14868 |  | 1.0473 | 1.0473 | 1.0473 |  | 6.74 | 1.2301 | 0.14868 |  | 6.74 | 1.2301 | 0.14868 |  | 6.74 | 1.2301 | 0.14868
LV Generation Non-Intermittent |  | -9.8516 | -0.36519 | -0.028173 |  | -7.5564 | -0.84223 | -0.13554 |  | -7.5564 | -0.84223 | -0.13554 |  | -6.4357 | -1.1745 | -0.14197 |  | -6.4357 | -1.1745 | -0.14197 |  | -1 | -1 | -1 |  | -6.4357 | -1.1745 | -0.14197 |  | -6.4357 | -1.1745 | -0.14197 |  | -6.4357 | -1.1745 | -0.14197
LV Generation Non-Intermittent no RP charge |  | -9.8516 | -0.36519 | -0.028173 |  | -7.5564 | -0.84223 | -0.13554 |  | -7.5564 | -0.84223 | -0.13554 |  | -6.4357 | -1.1745 | -0.14197 |  | -6.4357 | -1.1745 | -0.14197 |  | -1 | -1 | -1 |  | -6.4357 | -1.1745 | -0.14197 |  | -6.4357 | -1.1745 | -0.14197 |  | -6.4357 | -1.1745 | -0.14197
LV Sub Generation Non-Intermittent |  | -9.8516 | -0.36519 | -0.028173 |  | -7.5564 | -0.84223 | -0.13554 |  | -7.5564 | -0.84223 | -0.13554 |  | -6.4357 | -1.1745 | -0.14197 |  | -6.4357 | -1.1745 | -0.14197 |  | -1 | -1 | -1 |  | -6.4357 | -1.1745 | -0.14197 |  | -6.4357 | -1.1745 | -0.14197 |  | -6.4357 | -1.1745 | -0.14197
LV Sub Generation Non-Intermittent no RP charge |  | -9.8516 | -0.36519 | -0.028173 |  | -7.5564 | -0.84223 | -0.13554 |  | -7.5564 | -0.84223 | -0.13554 |  | -6.4357 | -1.1745 | -0.14197 |  | -6.4357 | -1.1745 | -0.14197 |  | -1 | -1 | -1 |  | -6.4357 | -1.1745 | -0.14197 |  | -6.4357 | -1.1745 | -0.14197 |  | -6.4357 | -1.1745 | -0.14197
HV Generation Non-Intermittent |  | -9.8516 | -0.36519 | -0.028173 |  | -7.5564 | -0.84223 | -0.13554 |  | -7.5564 | -0.84223 | -0.13554 |  | -6.4357 | -1.1745 | -0.14197 |  | -6.4357 | -1.1745 | -0.14197 |  | -1 | -1 | -1 |  | -6.4357 | -1.1745 | -0.14197 |  | -6.4357 | -1.1745 | -0.14197 |  | -6.4357 | -1.1745 | -0.14197
HV Generation Non-Intermittent no RP charge |  | -9.8516 | -0.36519 | -0.028173 |  | -7.5564 | -0.84223 | -0.13554 |  | -7.5564 | -0.84223 | -0.13554 |  | -6.4357 | -1.1745 | -0.14197 |  | -6.4357 | -1.1745 | -0.14197 |  | -1 | -1 | -1 |  | -6.4357 | -1.1745 | -0.14197 |  | -6.4357 | -1.1745 | -0.14197 |  | -6.4357 | -1.1745 | -0.14197
2441. Unit rate 1 pseudo load coefficient by network level
Data sources:
x1 = 2440. Pseudo load coefficient by time band and network level (equalised)
x2 = 2403. Split of rate 1 units between distribution time bands
Sum-product calculation =SUMPRODUCT(x1, x2)
| GSPs | 132kV | 132kV/EHV | EHV | EHV/HV | 132kV/HV | HV | HV/LV | LV circuits
Domestic Unrestricted | 1.9824 | 1.8762 | 1.8762 | 1.836 | 1.836 | 1.4308 | 1.836 | 1.836 | 1.836
Domestic Two Rate | 2.3878 | 2.2408 | 2.2408 | 2.1875 | 2.1875 | 1.5959 | 2.1875 | 2.1875 | 2.1875
Domestic Off Peak (related MPAN) | 0.11519 | 0.24387 | 0.24387 | 0.27466 | 0.27466 | 1 | 0.27466 | 0.27466 | 0.27466
Small Non Domestic Unrestricted | 1.6579 | 1.6692 | 1.6692 | 1.7061 | 1.7061 | 1.3216 | 1.7061 | 1.7061 | 1.7061
Small Non Domestic Two Rate | 1.7713 | 1.7467 | 1.7467 | 1.7684 | 1.7684 | 1.267 | 1.7684 | 1.7684 | 1.7684
Small Non Domestic Off Peak (related MPAN) | 0.062994 | 0.18619 | 0.18619 | 0.20787 | 0.20787 | 1.0048 | 0.20787 | 0.20787 | 0.20787
LV Medium Non-Domestic | 1.8209 | 1.772 | 1.772 | 1.7847 | 1.7847 | 1.1886 | 1.7847 | 1.7847 | 1.7847
LV Sub Medium Non-Domestic | 1.825 | 1.7802 | 1.7802 | 1.7947 | 1.7947 | 1.2101 | 1.7947 | 1.7947 | 1.7947
HV Medium Non-Domestic | 1.827 | 1.7914 | 1.7914 | 1.8122 | 1.8122 | 1.226 | 1.8122 | 1.8122 | 1.8122
LV Network Domestic | 14.2159 | 10.9089 | 10.9089 | 9.2911 | 9.2911 | 1.4508 | 9.2911 | 9.2911 | 9.2911
LV Network Non-Domestic Non-CT | 12.8582 | 9.8595 | 9.8595 | 8.3972 | 8.3972 | 1.3007 | 8.3972 | 8.3972 | 8.3972
LV HH Metered | 11.3964 | 8.7414 | 8.7414 | 7.445 | 7.445 | 1.1568 | 7.445 | 7.445 | 7.445
LV Sub HH Metered | 11.3416 | 8.6993 | 8.6993 | 7.4091 | 7.4091 | 1.1512 | 7.4091 | 7.4091 | 7.4091
HV HH Metered | 10.3173 | 7.9137 | 7.9137 | 6.74 | 6.74 | 1.0473 | 6.74 | 6.74 | 6.74
LV Generation Non-Intermittent | -9.8516 | -7.5564 | -7.5564 | -6.4357 | -6.4357 | -1 | -6.4357 | -6.4357 | -6.4357
LV Generation Non-Intermittent no RP charge | -9.8516 | -7.5564 | -7.5564 | -6.4357 | -6.4357 | -1 | -6.4357 | -6.4357 | -6.4357
LV Sub Generation Non-Intermittent | -9.8516 | -7.5564 | -7.5564 | -6.4357 | -6.4357 | -1 | -6.4357 | -6.4357 | -6.4357
LV Sub Generation Non-Intermittent no RP charge | -9.8516 | -7.5564 | -7.5564 | -6.4357 | -6.4357 | -1 | -6.4357 | -6.4357 | -6.4357
HV Generation Non-Intermittent | -9.8516 | -7.5564 | -7.5564 | -6.4357 | -6.4357 | -1 | -6.4357 | -6.4357 | -6.4357
HV Generation Non-Intermittent no RP charge | -9.8516 | -7.5564 | -7.5564 | -6.4357 | -6.4357 | -1 | -6.4357 | -6.4357 | -6.4357
2442. Unit rate 2 pseudo load coefficient by network level
Data sources:
x1 = 2440. Pseudo load coefficient by time band and network level (equalised)
x2 = 2405. Split of rate 2 units between distribution time bands
Sum-product calculation =SUMPRODUCT(x1, x2)
| GSPs | 132kV | 132kV/EHV | EHV | EHV/HV | 132kV/HV | HV | HV/LV | LV circuits
Domestic Two Rate | 0.04496 | 0.2163 | 0.2163 | 0.22656 | 0.22656 | 1.5959 | 0.22656 | 0.22656 | 0.22656
Small Non Domestic Two Rate | 0.035687 | 0.17168 | 0.17168 | 0.17982 | 0.17982 | 1.267 | 0.17982 | 0.17982 | 0.17982
LV Medium Non-Domestic | 0.033487 | 0.1611 | 0.1611 | 0.16874 | 0.16874 | 1.1886 | 0.16874 | 0.16874 | 0.16874
LV Sub Medium Non-Domestic | 0.034093 | 0.16401 | 0.16401 | 0.1718 | 0.1718 | 1.2101 | 0.1718 | 0.1718 | 0.1718
HV Medium Non-Domestic | 0.03454 | 0.16617 | 0.16617 | 0.17405 | 0.17405 | 1.226 | 0.17405 | 0.17405 | 0.17405
LV Network Domestic | 0.52697 | 1.2159 | 1.2159 | 1.6956 | 1.6956 | 1.4508 | 1.6956 | 1.6956 | 1.6956
LV Network Non-Domestic Non-CT | 0.47665 | 1.0989 | 1.0989 | 1.5325 | 1.5325 | 1.3007 | 1.5325 | 1.5325 | 1.5325
LV HH Metered | 0.42246 | 0.97431 | 0.97431 | 1.3587 | 1.3587 | 1.1568 | 1.3587 | 1.3587 | 1.3587
LV Sub HH Metered | 0.42042 | 0.96962 | 0.96962 | 1.3522 | 1.3522 | 1.1512 | 1.3522 | 1.3522 | 1.3522
HV HH Metered | 0.38246 | 0.88205 | 0.88205 | 1.2301 | 1.2301 | 1.0473 | 1.2301 | 1.2301 | 1.2301
LV Generation Non-Intermittent | -0.36519 | -0.84223 | -0.84223 | -1.1745 | -1.1745 | -1 | -1.1745 | -1.1745 | -1.1745
LV Generation Non-Intermittent no RP charge | -0.36519 | -0.84223 | -0.84223 | -1.1745 | -1.1745 | -1 | -1.1745 | -1.1745 | -1.1745
LV Sub Generation Non-Intermittent | -0.36519 | -0.84223 | -0.84223 | -1.1745 | -1.1745 | -1 | -1.1745 | -1.1745 | -1.1745
LV Sub Generation Non-Intermittent no RP charge | -0.36519 | -0.84223 | -0.84223 | -1.1745 | -1.1745 | -1 | -1.1745 | -1.1745 | -1.1745
HV Generation Non-Intermittent | -0.36519 | -0.84223 | -0.84223 | -1.1745 | -1.1745 | -1 | -1.1745 | -1.1745 | -1.1745
HV Generation Non-Intermittent no RP charge | -0.36519 | -0.84223 | -0.84223 | -1.1745 | -1.1745 | -1 | -1.1745 | -1.1745 | -1.1745
2443. Unit rate 3 pseudo load coefficient by network level
Data sources:
x1 = 2440. Pseudo load coefficient by time band and network level (equalised)
x2 = 2406. Split of rate 3 units between distribution time bands (default)
Sum-product calculation =SUMPRODUCT(x1, x2)
| GSPs | 132kV | 132kV/EHV | EHV | EHV/HV | 132kV/HV | HV | HV/LV | LV circuits
LV Network Domestic | 0.040654 | 0.19567 | 0.19567 | 0.20496 | 0.20496 | 1.4508 | 0.20496 | 0.20496 | 0.20496
LV Network Non-Domestic Non-CT | 0.036771 | 0.17685 | 0.17685 | 0.18524 | 0.18524 | 1.3007 | 0.18524 | 0.18524 | 0.18524
LV HH Metered | 0.032591 | 0.15679 | 0.15679 | 0.16423 | 0.16423 | 1.1568 | 0.16423 | 0.16423 | 0.16423
LV Sub HH Metered | 0.032434 | 0.15604 | 0.15604 | 0.16344 | 0.16344 | 1.1512 | 0.16344 | 0.16344 | 0.16344
HV HH Metered | 0.029505 | 0.14194 | 0.14194 | 0.14868 | 0.14868 | 1.0473 | 0.14868 | 0.14868 | 0.14868
LV Generation Non-Intermittent | -0.028173 | -0.13554 | -0.13554 | -0.14197 | -0.14197 | -1 | -0.14197 | -0.14197 | -0.14197
LV Generation Non-Intermittent no RP charge | -0.028173 | -0.13554 | -0.13554 | -0.14197 | -0.14197 | -1 | -0.14197 | -0.14197 | -0.14197
LV Sub Generation Non-Intermittent | -0.028173 | -0.13554 | -0.13554 | -0.14197 | -0.14197 | -1 | -0.14197 | -0.14197 | -0.14197
LV Sub Generation Non-Intermittent no RP charge | -0.028173 | -0.13554 | -0.13554 | -0.14197 | -0.14197 | -1 | -0.14197 | -0.14197 | -0.14197
HV Generation Non-Intermittent | -0.028173 | -0.13554 | -0.13554 | -0.14197 | -0.14197 | -1 | -0.14197 | -0.14197 | -0.14197
HV Generation Non-Intermittent no RP charge | -0.028173 | -0.13554 | -0.13554 | -0.14197 | -0.14197 | -1 | -0.14197 | -0.14197 | -0.14197
2444. Adjust annual hours by special distribution time band to match days in year
Data sources:
x1 = 1066. Typical annual hours by special distribution time band
x2 = 1010. Days in the charging year (in Financial and general assumptions)
x3 = Total hours in the year according to special time band hours input data (in Adjust annual hours by special distribution time band to match days in year)
Kind: | Cell summation | Calculation
Formula: | =SUM(x1) | =x1*24*x2/x3
Annual hours by special distribution time band (reconciled to days in year)
| Hours aggregate | Black | Yellow | Green
Adjust annual hours by special distribution time band to match days in year | 8760 | 261 | 3044 | 5455
2445. Normalisation of split of rate 1 units by special time band
Data sources:
x1 = 1064. Average split of rate 1 units by special distribution time band
x2 = Total split (in Normalisation of split of rate 1 units by special time band)
x3 = 2444. Annual hours by special distribution time band (reconciled to days in year) (in Adjust annual hours by special distribution time band to match days in year)
x4 = 1010. Days in the charging year (in Financial and general assumptions)
Kind: | Cell summation | Calculation
Formula: | =SUM(x1) | =IF(x2,x1/x2,x3/x4/24)
Normalised split of rate 1 units by special distribution time band
| Total split | Black | Yellow | Green
NHH UMS category A | 100% | 2.934% | 34.89% | 62.17%
NHH UMS category B | 100% | 4.977% | 8.411% | 86.61%
NHH UMS category C | 100% | 9.548% | 16.51% | 73.94%
NHH UMS category D | 100% | 1.666% | 56.75% | 41.58%
2446. Split of rate 1 units between special distribution time bands
Data sources:
x1 = 2445. Normalised split of rate 1 units by special distribution time band (in Normalisation of split of rate 1 units by special time band)
x2 = Split of rate 1 units between special distribution time bands (default)
Combine tables = x1 or x2
| Black | Yellow | Green
NHH UMS category A | 2.934% | 34.89% | 62.17%
NHH UMS category B | 4.977% | 8.411% | 86.61%
NHH UMS category C | 9.548% | 16.51% | 73.94%
NHH UMS category D | 1.666% | 56.75% | 41.58%
LV UMS (Pseudo HH Metered) | 100% | 0% | 0%
2447. Split of rate 2 units between special distribution time bands (default)
| Black | Yellow | Green
LV UMS (Pseudo HH Metered) | 0% | 100% | 0%
2448. Split of rate 3 units between special distribution time bands (default)
| Black | Yellow | Green
LV UMS (Pseudo HH Metered) | 0% | 0% | 100%
2449. Calculation of implied special load coefficients for one-rate users
Data sources:
x1 = 2407. All units (MWh)
x2 = 2305. Rate 1 units (MWh) (in Equivalent volume for each end user)
x3 = 2446. Split of rate 1 units between special distribution time bands
x4 = 2444. Annual hours by special distribution time band (reconciled to days in year) (in Adjust annual hours by special distribution time band to match days in year)
x5 = Use of special distribution time bands by units in demand forecast for one-rate tariffs (in Calculation of implied special load coefficients for one-rate users)
x6 = 1010. Days in the charging year (in Financial and general assumptions)
Kind: | Calculation |  |  | Calculation
Formula: | =IF(x1>0,(x2*x3)/x1,0) |  |  | =IF(x4>0,x5*x6*24/x4,0)
Use of special distribution time bands by units in demand forecast for one-rate tariffs
| Black | Yellow | Green | Peak band special load coefficient for one-rate tariffs
NHH UMS category A | 2.934% | 34.89% | 62.17% | 0.98467
NHH UMS category B | 4.977% | 8.411% | 86.61% | 1.6703
NHH UMS category C | 9.548% | 16.51% | 73.94% | 3.2047
NHH UMS category D | 1.666% | 56.75% | 41.58% | 0.55926
2450. Calculation of implied special load coefficients for three-rate users
Data sources:
x1 = 2407. All units (MWh)
x2 = 2305. Rate 1 units (MWh) (in Equivalent volume for each end user)
x3 = 2446. Split of rate 1 units between special distribution time bands
x4 = 2305. Rate 2 units (MWh) (in Equivalent volume for each end user)
x5 = 2447. Split of rate 2 units between special distribution time bands (default)
x6 = 2305. Rate 3 units (MWh) (in Equivalent volume for each end user)
x7 = 2448. Split of rate 3 units between special distribution time bands (default)
x8 = 2444. Annual hours by special distribution time band (reconciled to days in year) (in Adjust annual hours by special distribution time band to match days in year)
x9 = Use of special distribution time bands by units in demand forecast for three-rate tariffs (in Calculation of implied special load coefficients for three-rate users)
x10 = 1010. Days in the charging year (in Financial and general assumptions)
Kind: | Calculation |  |  | Calculation
Formula: | =IF(x1>0,(x2*x3+x4*x5+x6*x7)/x1,0) |  |  | =IF(x8>0,x9*x10*24/x8,0)
Use of special distribution time bands by units in demand forecast for three-rate tariffs
| Black | Yellow | Green | Peak band special load coefficient for three-rate tariffs
LV UMS (Pseudo HH Metered) | 5.035% | 12.6% | 82.37% | 1.6898
2451. Estimated contributions to peak demand
Data sources:
x1 = 2449. Peak band special load coefficient for one-rate tariffs (in Calculation of implied special load coefficients for one-rate users)
x2 = 2450. Peak band special load coefficient for three-rate tariffs (in Calculation of implied special load coefficients for three-rate users)
x3 = Peak band special load coefficient (in Estimated contributions to peak demand)
x4 = 2407. All units (MWh)
x5 = 1010. Days in the charging year (in Financial and general assumptions)
x6 = 2302. Load coefficient
Kind: | Combine tables | Calculation | Calculation
Formula: | = x1 or x2 | =x3*x4/24/x5*1000 | =x6*x4/24/x5*1000
| Peak band special load coefficient | Contribution to peak band kW | Contribution to system-peak-time kW
NHH UMS category A | 0.98467 | 2462.0802 | 2500.4005
NHH UMS category B | 1.6703 | 1690.1726 | 2137.4592
NHH UMS category C | 3.2047 | 101.421 | 122.6668
NHH UMS category D | 0.55926 | 0.063842 | 0
LV UMS (Pseudo HH Metered) | 1.6898 | 48020.8502 | 58336.7376
2452. Load coefficient correction factor for the group
Data sources:
x1 = 2451. Contribution to peak band kW (in Estimated contributions to peak demand)
x2 = 2451. Contribution to system-peak-time kW (in Estimated contributions to peak demand)
Calculation =IF(SUM(x1),SUM(x2)/SUM(x1),0)
Load coefficient correction factor for the group
Load coefficient correction factor for the group | 1.207
2453. Calculation of special peaking probabilities
Data sources:
x1 = 2412. Normalised peaking probabilities (in Normalisation of peaking probabilities)
x2 = 1069. Black peaking probabilities (in Peaking probabilities by network level)
x3 = Amber peaking probabilities (in Calculation of special peaking probabilities)
x4 = Red peaking probabilities (in Calculation of special peaking probabilities)
x5 = 2412. Total probability (should be 100%) (in Normalisation of peaking probabilities)
x6 = Yellow peaking probabilities (in Calculation of special peaking probabilities)
x7 = Green peaking probabilities (in Calculation of special peaking probabilities)
Kind: | Copy cells | Copy cells | Copy cells | Calculation | Calculation
Formula: | =x1 | =x1 | =x1 | =IF(x2,MAX(0,x3+x4-x2),IF(x5,1/0,0)) | =1-x6-x7
| Red peaking probabilities | Amber peaking probabilities | Green peaking probabilities | Yellow peaking probabilities | Black peaking probabilities
GSPs | 87.72% | 10.53% | 1.754% | 12.26% | 85.98%
132kV | 67.28% | 24.28% | 8.44% | 28.97% | 62.59%
132kV/EHV | 67.28% | 24.28% | 8.44% | 28.97% | 62.59%
EHV | 57.3% | 33.85% | 8.841% | 37.92% | 53.24%
EHV/HV | 57.3% | 33.85% | 8.841% | 37.92% | 53.24%
132kV/HV | 8.904% | 28.82% | 62.27% | 0% | 37.73%
HV | 57.3% | 33.85% | 8.841% | 37.92% | 53.24%
HV/LV | 57.3% | 33.85% | 8.841% | 37.92% | 53.24%
LV circuits | 57.3% | 33.85% | 8.841% | 37.92% | 53.24%
2454. Special peaking probabilities by network level
Data sources:
x1 = 2453. Green peaking probabilities (in Calculation of special peaking probabilities)
x2 = 2453. Yellow peaking probabilities (in Calculation of special peaking probabilities)
x3 = 2453. Black peaking probabilities (in Calculation of special peaking probabilities)
Combine tables = x1 or x2 or x3
| Black | Yellow | Green
GSPs | 85.98% | 12.26% | 1.754%
132kV | 62.59% | 28.97% | 8.44%
132kV/EHV | 62.59% | 28.97% | 8.44%
EHV | 53.24% | 37.92% | 8.841%
EHV/HV | 53.24% | 37.92% | 8.841%
132kV/HV | 37.73% | 0% | 62.27%
HV | 53.24% | 37.92% | 8.841%
HV/LV | 53.24% | 37.92% | 8.841%
LV circuits | 53.24% | 37.92% | 8.841%
2455. Special peaking probabilities by network level (reshaped)
Data sources:
x1 = 2454. Special peaking probabilities by network level
Reshape table = x1
| GSPs | Black | Yellow | Green | 132kV | Black | Yellow | Green | 132kV/EHV | Black | Yellow | Green | EHV | Black | Yellow | Green | EHV/HV | Black | Yellow | Green | 132kV/HV | Black | Yellow | Green | HV | Black | Yellow | Green | HV/LV | Black | Yellow | Green | LV circuits | Black | Yellow | Green
Probability of peak within timeband |  | 85.98% | 12.26% | 1.754% |  | 62.59% | 28.97% | 8.44% |  | 62.59% | 28.97% | 8.44% |  | 53.24% | 37.92% | 8.841% |  | 53.24% | 37.92% | 8.841% |  | 37.73% | 0% | 62.27% |  | 53.24% | 37.92% | 8.841% |  | 53.24% | 37.92% | 8.841% |  | 53.24% | 37.92% | 8.841%
2456. Pseudo load coefficient by special time band and network level
Data sources:
x1 = 2444. Annual hours by special distribution time band (reconciled to days in year) (in Adjust annual hours by special distribution time band to match days in year)
x2 = 2452. Load coefficient correction factor for the group
x3 = 2455. Special peaking probabilities by network level (reshaped)
x4 = 1010. Days in the charging year (in Financial and general assumptions)
Calculation =IF(x1>0,x2*x3*24*x4/x1,0)
| GSPs | Black | Yellow | Green | 132kV | Black | Yellow | Green | 132kV/EHV | Black | Yellow | Green | EHV | Black | Yellow | Green | EHV/HV | Black | Yellow | Green | 132kV/HV | Black | Yellow | Green | HV | Black | Yellow | Green | HV/LV | Black | Yellow | Green | LV circuits | Black | Yellow | Green
Pseudo load coefficient by special time band and network level |  | 34.8332 | 0.42597 | 0.034006 |  | 25.3554 | 1.0064 | 0.1636 |  | 25.3554 | 1.0064 | 0.1636 |  | 21.5696 | 1.3171 | 0.17136 |  | 21.5696 | 1.3171 | 0.17136 |  | 15.2845 | 0 | 1.207 |  | 21.5696 | 1.3171 | 0.17136 |  | 21.5696 | 1.3171 | 0.17136 |  | 21.5696 | 1.3171 | 0.17136
2457. Unit rate 1 pseudo load coefficient by network level (special)
Data sources:
x1 = 2456. Pseudo load coefficient by special time band and network level
x2 = 2446. Split of rate 1 units between special distribution time bands
Sum-product calculation =SUMPRODUCT(x1, x2)
| GSPs | 132kV | 132kV/EHV | EHV | EHV/HV | 132kV/HV | HV | HV/LV | LV circuits
NHH UMS category A | 1.1917 | 1.1967 | 1.1967 | 1.1989 | 1.1989 | 1.1989 | 1.1989 | 1.1989 | 1.1989
NHH UMS category B | 1.7988 | 1.4882 | 1.4882 | 1.3326 | 1.3326 | 1.8061 | 1.3326 | 1.3326 | 1.3326
NHH UMS category C | 3.4215 | 2.7081 | 2.7081 | 2.4037 | 2.4037 | 2.352 | 2.4037 | 2.4037 | 2.4037
NHH UMS category D | 0.8363 | 1.0616 | 1.0616 | 1.1781 | 1.1781 | 0.75661 | 1.1781 | 1.1781 | 1.1781
LV UMS (Pseudo HH Metered) | 34.8332 | 25.3554 | 25.3554 | 21.5696 | 21.5696 | 15.2845 | 21.5696 | 21.5696 | 21.5696
2458. Unit rate 2 pseudo load coefficient by network level (special)
Data sources:
x1 = 2456. Pseudo load coefficient by special time band and network level
x2 = 2447. Split of rate 2 units between special distribution time bands (default)
Sum-product calculation =SUMPRODUCT(x1, x2)
| GSPs | 132kV | 132kV/EHV | EHV | EHV/HV | 132kV/HV | HV | HV/LV | LV circuits
LV UMS (Pseudo HH Metered) | 0.42597 | 1.0064 | 1.0064 | 1.3171 | 1.3171 | 0 | 1.3171 | 1.3171 | 1.3171
2459. Unit rate 3 pseudo load coefficient by network level (special)
Data sources:
x1 = 2456. Pseudo load coefficient by special time band and network level
x2 = 2448. Split of rate 3 units between special distribution time bands (default)
Sum-product calculation =SUMPRODUCT(x1, x2)
| GSPs | 132kV | 132kV/EHV | EHV | EHV/HV | 132kV/HV | HV | HV/LV | LV circuits
LV UMS (Pseudo HH Metered) | 0.034006 | 0.1636 | 0.1636 | 0.17136 | 0.17136 | 1.207 | 0.17136 | 0.17136 | 0.17136
2460. Unit rate 1 pseudo load coefficient by network level (combined)
Data sources:
x1 = 2441. Unit rate 1 pseudo load coefficient by network level
x2 = 2457. Unit rate 1 pseudo load coefficient by network level (special)
Combine tables = x1 or x2
| GSPs | 132kV | 132kV/EHV | EHV | EHV/HV | 132kV/HV | HV | HV/LV | LV circuits
Domestic Unrestricted | 1.9824 | 1.8762 | 1.8762 | 1.836 | 1.836 | 1.4308 | 1.836 | 1.836 | 1.836
Domestic Two Rate | 2.3878 | 2.2408 | 2.2408 | 2.1875 | 2.1875 | 1.5959 | 2.1875 | 2.1875 | 2.1875
Domestic Off Peak (related MPAN) | 0.11519 | 0.24387 | 0.24387 | 0.27466 | 0.27466 | 1 | 0.27466 | 0.27466 | 0.27466
Small Non Domestic Unrestricted | 1.6579 | 1.6692 | 1.6692 | 1.7061 | 1.7061 | 1.3216 | 1.7061 | 1.7061 | 1.7061
Small Non Domestic Two Rate | 1.7713 | 1.7467 | 1.7467 | 1.7684 | 1.7684 | 1.267 | 1.7684 | 1.7684 | 1.7684
Small Non Domestic Off Peak (related MPAN) | 0.062994 | 0.18619 | 0.18619 | 0.20787 | 0.20787 | 1.0048 | 0.20787 | 0.20787 | 0.20787
LV Medium Non-Domestic | 1.8209 | 1.772 | 1.772 | 1.7847 | 1.7847 | 1.1886 | 1.7847 | 1.7847 | 1.7847
LV Sub Medium Non-Domestic | 1.825 | 1.7802 | 1.7802 | 1.7947 | 1.7947 | 1.2101 | 1.7947 | 1.7947 | 1.7947
HV Medium Non-Domestic | 1.827 | 1.7914 | 1.7914 | 1.8122 | 1.8122 | 1.226 | 1.8122 | 1.8122 | 1.8122
LV Network Domestic | 14.2159 | 10.9089 | 10.9089 | 9.2911 | 9.2911 | 1.4508 | 9.2911 | 9.2911 | 9.2911
LV Network Non-Domestic Non-CT | 12.8582 | 9.8595 | 9.8595 | 8.3972 | 8.3972 | 1.3007 | 8.3972 | 8.3972 | 8.3972
LV HH Metered | 11.3964 | 8.7414 | 8.7414 | 7.445 | 7.445 | 1.1568 | 7.445 | 7.445 | 7.445
LV Sub HH Metered | 11.3416 | 8.6993 | 8.6993 | 7.4091 | 7.4091 | 1.1512 | 7.4091 | 7.4091 | 7.4091
HV HH Metered | 10.3173 | 7.9137 | 7.9137 | 6.74 | 6.74 | 1.0473 | 6.74 | 6.74 | 6.74
NHH UMS category A | 1.1917 | 1.1967 | 1.1967 | 1.1989 | 1.1989 | 1.1989 | 1.1989 | 1.1989 | 1.1989
NHH UMS category B | 1.7988 | 1.4882 | 1.4882 | 1.3326 | 1.3326 | 1.8061 | 1.3326 | 1.3326 | 1.3326
NHH UMS category C | 3.4215 | 2.7081 | 2.7081 | 2.4037 | 2.4037 | 2.352 | 2.4037 | 2.4037 | 2.4037
NHH UMS category D | 0.8363 | 1.0616 | 1.0616 | 1.1781 | 1.1781 | 0.75661 | 1.1781 | 1.1781 | 1.1781
LV UMS (Pseudo HH Metered) | 34.8332 | 25.3554 | 25.3554 | 21.5696 | 21.5696 | 15.2845 | 21.5696 | 21.5696 | 21.5696
LV Generation Non-Intermittent | -9.8516 | -7.5564 | -7.5564 | -6.4357 | -6.4357 | -1 | -6.4357 | -6.4357 | -6.4357
LV Generation Non-Intermittent no RP charge | -9.8516 | -7.5564 | -7.5564 | -6.4357 | -6.4357 | -1 | -6.4357 | -6.4357 | -6.4357
LV Sub Generation Non-Intermittent | -9.8516 | -7.5564 | -7.5564 | -6.4357 | -6.4357 | -1 | -6.4357 | -6.4357 | -6.4357
LV Sub Generation Non-Intermittent no RP charge | -9.8516 | -7.5564 | -7.5564 | -6.4357 | -6.4357 | -1 | -6.4357 | -6.4357 | -6.4357
HV Generation Non-Intermittent | -9.8516 | -7.5564 | -7.5564 | -6.4357 | -6.4357 | -1 | -6.4357 | -6.4357 | -6.4357
HV Generation Non-Intermittent no RP charge | -9.8516 | -7.5564 | -7.5564 | -6.4357 | -6.4357 | -1 | -6.4357 | -6.4357 | -6.4357
2461. Unit rate 2 pseudo load coefficient by network level (combined)
Data sources:
x1 = 2442. Unit rate 2 pseudo load coefficient by network level
x2 = 2458. Unit rate 2 pseudo load coefficient by network level (special)
Combine tables = x1 or x2
| GSPs | 132kV | 132kV/EHV | EHV | EHV/HV | 132kV/HV | HV | HV/LV | LV circuits
Domestic Two Rate | 0.04496 | 0.2163 | 0.2163 | 0.22656 | 0.22656 | 1.5959 | 0.22656 | 0.22656 | 0.22656
Small Non Domestic Two Rate | 0.035687 | 0.17168 | 0.17168 | 0.17982 | 0.17982 | 1.267 | 0.17982 | 0.17982 | 0.17982
LV Medium Non-Domestic | 0.033487 | 0.1611 | 0.1611 | 0.16874 | 0.16874 | 1.1886 | 0.16874 | 0.16874 | 0.16874
LV Sub Medium Non-Domestic | 0.034093 | 0.16401 | 0.16401 | 0.1718 | 0.1718 | 1.2101 | 0.1718 | 0.1718 | 0.1718
HV Medium Non-Domestic | 0.03454 | 0.16617 | 0.16617 | 0.17405 | 0.17405 | 1.226 | 0.17405 | 0.17405 | 0.17405
LV Network Domestic | 0.52697 | 1.2159 | 1.2159 | 1.6956 | 1.6956 | 1.4508 | 1.6956 | 1.6956 | 1.6956
LV Network Non-Domestic Non-CT | 0.47665 | 1.0989 | 1.0989 | 1.5325 | 1.5325 | 1.3007 | 1.5325 | 1.5325 | 1.5325
LV HH Metered | 0.42246 | 0.97431 | 0.97431 | 1.3587 | 1.3587 | 1.1568 | 1.3587 | 1.3587 | 1.3587
LV Sub HH Metered | 0.42042 | 0.96962 | 0.96962 | 1.3522 | 1.3522 | 1.1512 | 1.3522 | 1.3522 | 1.3522
HV HH Metered | 0.38246 | 0.88205 | 0.88205 | 1.2301 | 1.2301 | 1.0473 | 1.2301 | 1.2301 | 1.2301
LV UMS (Pseudo HH Metered) | 0.42597 | 1.0064 | 1.0064 | 1.3171 | 1.3171 | 0 | 1.3171 | 1.3171 | 1.3171
LV Generation Non-Intermittent | -0.36519 | -0.84223 | -0.84223 | -1.1745 | -1.1745 | -1 | -1.1745 | -1.1745 | -1.1745
LV Generation Non-Intermittent no RP charge | -0.36519 | -0.84223 | -0.84223 | -1.1745 | -1.1745 | -1 | -1.1745 | -1.1745 | -1.1745
LV Sub Generation Non-Intermittent | -0.36519 | -0.84223 | -0.84223 | -1.1745 | -1.1745 | -1 | -1.1745 | -1.1745 | -1.1745
LV Sub Generation Non-Intermittent no RP charge | -0.36519 | -0.84223 | -0.84223 | -1.1745 | -1.1745 | -1 | -1.1745 | -1.1745 | -1.1745
HV Generation Non-Intermittent | -0.36519 | -0.84223 | -0.84223 | -1.1745 | -1.1745 | -1 | -1.1745 | -1.1745 | -1.1745
HV Generation Non-Intermittent no RP charge | -0.36519 | -0.84223 | -0.84223 | -1.1745 | -1.1745 | -1 | -1.1745 | -1.1745 | -1.1745
2462. Unit rate 3 pseudo load coefficient by network level (combined)
Data sources:
x1 = 2443. Unit rate 3 pseudo load coefficient by network level
x2 = 2459. Unit rate 3 pseudo load coefficient by network level (special)
Combine tables = x1 or x2
| GSPs | 132kV | 132kV/EHV | EHV | EHV/HV | 132kV/HV | HV | HV/LV | LV circuits
LV Network Domestic | 0.040654 | 0.19567 | 0.19567 | 0.20496 | 0.20496 | 1.4508 | 0.20496 | 0.20496 | 0.20496
LV Network Non-Domestic Non-CT | 0.036771 | 0.17685 | 0.17685 | 0.18524 | 0.18524 | 1.3007 | 0.18524 | 0.18524 | 0.18524
LV HH Metered | 0.032591 | 0.15679 | 0.15679 | 0.16423 | 0.16423 | 1.1568 | 0.16423 | 0.16423 | 0.16423
LV Sub HH Metered | 0.032434 | 0.15604 | 0.15604 | 0.16344 | 0.16344 | 1.1512 | 0.16344 | 0.16344 | 0.16344
HV HH Metered | 0.029505 | 0.14194 | 0.14194 | 0.14868 | 0.14868 | 1.0473 | 0.14868 | 0.14868 | 0.14868
LV UMS (Pseudo HH Metered) | 0.034006 | 0.1636 | 0.1636 | 0.17136 | 0.17136 | 1.207 | 0.17136 | 0.17136 | 0.17136
LV Generation Non-Intermittent | -0.028173 | -0.13554 | -0.13554 | -0.14197 | -0.14197 | -1 | -0.14197 | -0.14197 | -0.14197
LV Generation Non-Intermittent no RP charge | -0.028173 | -0.13554 | -0.13554 | -0.14197 | -0.14197 | -1 | -0.14197 | -0.14197 | -0.14197
LV Sub Generation Non-Intermittent | -0.028173 | -0.13554 | -0.13554 | -0.14197 | -0.14197 | -1 | -0.14197 | -0.14197 | -0.14197
LV Sub Generation Non-Intermittent no RP charge | -0.028173 | -0.13554 | -0.13554 | -0.14197 | -0.14197 | -1 | -0.14197 | -0.14197 | -0.14197
HV Generation Non-Intermittent | -0.028173 | -0.13554 | -0.13554 | -0.14197 | -0.14197 | -1 | -0.14197 | -0.14197 | -0.14197
HV Generation Non-Intermittent no RP charge | -0.028173 | -0.13554 | -0.13554 | -0.14197 | -0.14197 | -1 | -0.14197 | -0.14197 | -0.14197

## SMD
Forecast simultaneous maximum load for Electricity North West Limited in 2018/19 (Version 1)
2501. Contributions of users on one-rate multi tariffs to system simultaneous maximum load by network level (kW)
Data sources:
x1 = 2305. Rate 1 units (MWh) (in Equivalent volume for each end user)
x2 = 2460. Unit rate 1 pseudo load coefficient by network level (combined)
x3 = 2012. Loss adjustment factors between end user meter reading and each network level, scaled by network use
x4 = 1010. Days in the charging year (in Financial and general assumptions)
Calculation =(x1*x2)*x3/(24*x4)*1000
| GSPs | 132kV | 132kV/EHV | EHV | EHV/HV | 132kV/HV | HV | HV/LV | LV circuits
Domestic Unrestricted | 1555726.969 | 1457901.5644 | 1450842.4862 | 1411080.2427 | 1403576.5572 | 0 | 1387500.2123 | 1369690.451 | 1308005.2473
Domestic Off Peak (related MPAN) | 251.8379 | 527.9013 | 525.3452 | 588.0465 | 584.9194 | 0 | 578.2199 | 570.7979 | 545.0915
Small Non Domestic Unrestricted | 305345.1183 | 304409.3386 | 302935.4055 | 307725.2499 | 306088.8628 | 0 | 302582.9691 | 298699.0559 | 285246.8835
Small Non Domestic Off Peak (related MPAN) | 154.3795 | 451.8043 | 449.6167 | 498.9082 | 496.2552 | 0 | 490.5712 | 484.2743 | 462.4645
NHH UMS category A | 3282.3964 | 3263.8485 | 3248.0452 | 3233.9586 | 3216.7614 | 0 | 3179.9171 | 3139.1001 | 2997.728
NHH UMS category B | 2005.0639 | 1642.5255 | 1634.5725 | 1454.7454 | 1447.0095 | 0 | 1430.4357 | 1412.0748 | 1348.4808
NHH UMS category C | 119.2778 | 93.4815 | 93.0289 | 82.0638 | 81.6274 | 0 | 80.6924 | 79.6567 | 76.0693
NHH UMS category D | 0.10516 | 0.13219 | 0.13155 | 0.14509 | 0.14431 | 0 | 0.14266 | 0.14083 | 0.13449
2502. Contributions of users on two-rate multi tariffs to system simultaneous maximum load by network level (kW)
Data sources:
x1 = 2305. Rate 1 units (MWh) (in Equivalent volume for each end user)
x2 = 2460. Unit rate 1 pseudo load coefficient by network level (combined)
x3 = 2305. Rate 2 units (MWh) (in Equivalent volume for each end user)
x4 = 2461. Unit rate 2 pseudo load coefficient by network level (combined)
x5 = 2012. Loss adjustment factors between end user meter reading and each network level, scaled by network use
x6 = 1010. Days in the charging year (in Financial and general assumptions)
Calculation =(x1*x2+x3*x4)*x5/(24*x6)*1000
| GSPs | 132kV | 132kV/EHV | EHV | EHV/HV | 132kV/HV | HV | HV/LV | LV circuits
Domestic Two Rate | 139896.0276 | 139869.9733 | 139192.7307 | 135914.3201 | 135191.5701 | 0 | 133643.1071 | 131927.6826 | 125986.2044
Small Non Domestic Two Rate | 120659.6406 | 121197.3483 | 120610.5175 | 121507.7909 | 120861.6503 | 0 | 119477.32 | 117943.7256 | 112632.027
LV Medium Non-Domestic | 3438.2579 | 3374.9696 | 3358.6282 | 3365.0532 | 3347.1589 | 0 | 3308.821 | 3266.3495 | 3119.2466
LV Sub Medium Non-Domestic | 426.5485 | 419.683 | 417.6509 | 418.8604 | 416.633 | 0 | 411.861 | 406.5744 | 0
HV Medium Non-Domestic | 476.9572 | 472.9021 | 470.6124 | 473.6047 | 471.0862 | 0 | 465.6904 | 0 | 0
2503. Contributions of users on three-rate multi tariffs to system simultaneous maximum load by network level (kW)
Data sources:
x1 = 2305. Rate 1 units (MWh) (in Equivalent volume for each end user)
x2 = 2460. Unit rate 1 pseudo load coefficient by network level (combined)
x3 = 2305. Rate 2 units (MWh) (in Equivalent volume for each end user)
x4 = 2461. Unit rate 2 pseudo load coefficient by network level (combined)
x5 = 2305. Rate 3 units (MWh) (in Equivalent volume for each end user)
x6 = 2462. Unit rate 3 pseudo load coefficient by network level (combined)
x7 = 2012. Loss adjustment factors between end user meter reading and each network level, scaled by network use
x8 = 1010. Days in the charging year (in Financial and general assumptions)
Calculation =(x1*x2+x3*x4+x5*x6)*x7/(24*x8)*1000
| GSPs | 132kV | 132kV/EHV | EHV | EHV/HV | 132kV/HV | HV | HV/LV | LV circuits
LV Network Domestic | 0.21619 | 0.21277 | 0.21174 | 0.21215 | 0.21102 | 0 | 0.2086 | 0.20593 | 0.19665
LV Network Non-Domestic Non-CT | 41891.6423 | 41198.8824 | 40999.3997 | 41077.1592 | 40858.7236 | 0 | 40390.7342 | 39872.2843 | 38076.6012
LV HH Metered | 554798.1206 | 544096.584 | 541462.0987 | 542454.581 | 539569.9764 | 0 | 533389.8269 | 526543.3086 | 502829.9716
LV Sub HH Metered | 226475.6737 | 223588.5004 | 222505.8974 | 223532.7041 | 222344.0268 | 0 | 219797.3333 | 216976.0451 | 0
HV HH Metered | 694854.8064 | 683502.7771 | 680193.2947 | 678784.698 | 675175.1323 | 0 | 667441.7826 | 0 | 0
LV UMS (Pseudo HH Metered) | 57457.0677 | 47676.808 | 47445.9596 | 42707.7396 | 42480.6331 | 0 | 41994.0666 | 41455.0366 | 39588.0729
LV Generation Non-Intermittent | -678.5901 | -678.3431 | -675.0586 | -673.9261 | -670.3423 | 0 | -662.6643 | -654.1585 | 0
LV Generation Non-Intermittent no RP charge | -1.4199 | -1.4189 | -1.4121 | -1.4093 | -1.4018 | 0 | -1.3858 | -1.368 | 0
LV Sub Generation Non-Intermittent | -186.4395 | -181.3296 | -180.4516 | -176.707 | -175.7674 | 0 | -173.7542 | 0 | 0
LV Sub Generation Non-Intermittent no RP charge | -1.3284 | -1.292 | -1.2858 | -1.2591 | -1.2524 | 0 | -1.238 | 0 | 0
HV Generation Non-Intermittent | -50611.2905 | -49206.758 | -48968.5016 | -48285.2505 | -48028.4846 | 0 | 0 | 0 | 0
HV Generation Non-Intermittent no RP charge | -1.1679 | -0.88698 | -0.88268 | -0.74716 | -0.74318 | 0 | 0 | 0 | 0
2504. Estimated contributions of users on each tariff to system simultaneous maximum load by network level (kW)
Data sources:
x1 = 2407. All units (MWh)
x2 = 2302. Load coefficient
x3 = 2012. Loss adjustment factors between end user meter reading and each network level, scaled by network use
x4 = 1010. Days in the charging year (in Financial and general assumptions)
Calculation =x1*x2*x3/(24*x4)*1000
| GSPs | 132kV | 132kV/EHV | EHV | EHV/HV | 132kV/HV | HV | HV/LV | LV circuits
Domestic Unrestricted | 1598555.7844 | 1582841.5412 | 1575177.5105 | 1565514.586 | 1557189.6668 | 0 | 1539353.8614 | 1519594.9277 | 1451158.6452
Domestic Two Rate | 141559.3913 | 140167.8235 | 139489.1387 | 138633.4427 | 137896.2333 | 0 | 136316.7915 | 134567.048 | 128506.7036
Domestic Off Peak (related MPAN) | 0 | 0 | 0 | 0 | 0 | 0 | 0 | 0 | 0
Small Non Domestic Unrestricted | 298154.6044 | 295223.6626 | 293794.206 | 291991.9258 | 290439.2037 | 0 | 287112.5587 | 283427.2215 | 270662.8295
Small Non Domestic Two Rate | 118417.2355 | 117253.1614 | 116685.4282 | 115969.6215 | 115352.9312 | 0 | 114031.6969 | 112568.0018 | 107498.4036
Small Non Domestic Off Peak (related MPAN) | 0 | 0 | 0 | 0 | 0 | 0 | 0 | 0 | 0
LV Medium Non-Domestic | 3422.8531 | 3389.2055 | 3372.7952 | 3352.1048 | 3334.2793 | 0 | 3296.089 | 3253.7809 | 3107.244
LV Sub Medium Non-Domestic | 424.0856 | 419.9167 | 417.8835 | 415.32 | 413.1115 | 0 | 408.3798 | 403.1379 | 0
HV Medium Non-Domestic | 472.0755 | 467.4348 | 465.1715 | 462.3179 | 459.8595 | 0 | 454.5923 | 0 | 0
LV Network Domestic | 0.25615 | 0.25363 | 0.2524 | 0.25085 | 0.24952 | 0 | 0.24666 | 0.2435 | 0.23253
LV Network Non-Domestic Non-CT | 43611.4191 | 43182.7068 | 42973.6186 | 42709.997 | 42482.8785 | 0 | 41996.2863 | 41457.2278 | 39590.1654
LV HH Metered | 552456.7952 | 547025.9929 | 544377.3235 | 541037.8414 | 538160.7706 | 0 | 531996.7618 | 525168.1248 | 501516.7204
LV Sub HH Metered | 224689.2468 | 222480.4897 | 221403.2515 | 220045.0535 | 218874.9224 | 0 | 216367.9635 | 213590.6942 | 0
HV HH Metered | 693606.4804 | 686788.1379 | 683462.7479 | 679270.0466 | 675657.8999 | 0 | 667919.0206 | 0 | 0
NHH UMS category A | 2754.3713 | 2727.2951 | 2714.0897 | 2697.4401 | 2683.096 | 0 | 2652.3642 | 2618.3188 | 2500.4005
NHH UMS category B | 2354.5653 | 2331.4193 | 2320.1307 | 2305.8978 | 2293.6358 | 0 | 2267.3648 | 2238.2613 | 2137.4592
NHH UMS category C | 135.1264 | 133.798 | 133.1502 | 132.3334 | 131.6297 | 0 | 130.122 | 128.4518 | 122.6668
NHH UMS category D | 0 | 0 | 0 | 0 | 0 | 0 | 0 | 0 | 0
LV UMS (Pseudo HH Metered) | 64262.1189 | 63630.4046 | 63322.3097 | 62933.8591 | 62599.1964 | 0 | 61882.195 | 61087.8837 | 58336.7376
LV Generation NHH or Aggregate HH | -87.8216 | -86.9583 | -86.5372 | -86.0064 | -85.549 | 0 | -84.5692 | -83.4836 | 0
LV Sub Generation NHH | -0.12009 | -0.11891 | -0.11833 | -0.1176 | -0.11698 | 0 | -0.11564 | 0 | 0
LV Generation Intermittent | -4055.8484 | -4015.9783 | -3996.5331 | -3972.0164 | -3950.8945 | 0 | -3905.6416 | -3855.5093 | 0
LV Generation Intermittent no RP charge | -0.12575 | -0.12451 | -0.12391 | -0.12315 | -0.1225 | 0 | -0.12109 | -0.11954 | 0
LV Generation Non-Intermittent | -704.7709 | -697.8429 | -694.4639 | -690.2038 | -686.5335 | 0 | -678.67 | -669.9587 | 0
LV Generation Non-Intermittent no RP charge | -1.4749 | -1.4604 | -1.4533 | -1.4444 | -1.4368 | 0 | -1.4203 | -1.4021 | 0
LV Sub Generation Intermittent | -320.6955 | -317.5429 | -316.0054 | -314.0669 | -312.3968 | 0 | -308.8186 | 0 | 0
LV Sub Generation Intermittent no RP charge | -0.12009 | -0.11891 | -0.11833 | -0.1176 | -0.11698 | 0 | -0.11564 | 0 | 0
LV Sub Generation Non-Intermittent | -186.7371 | -184.9015 | -184.0062 | -182.8774 | -181.9049 | 0 | -179.8214 | 0 | 0
LV Sub Generation Non-Intermittent no RP charge | -1.3306 | -1.3175 | -1.3111 | -1.3031 | -1.2961 | 0 | -1.2813 | 0 | 0
HV Generation Intermittent | -55833.2103 | -55284.3545 | -55016.6707 | -54679.171 | -54388.4042 | 0 | 0 | 0 | 0
HV Generation Intermittent no RP charge | -0.11855 | -0.11738 | -0.11681 | -0.1161 | -0.11548 | 0 | 0 | 0 | 0
HV Generation Non-Intermittent | -46395.0639 | -45938.9877 | -45716.5537 | -45436.1055 | -45194.4904 | 0 | 0 | 0 | 0
HV Generation Non-Intermittent no RP charge | -0.11855 | -0.11738 | -0.11681 | -0.1161 | -0.11548 | 0 | 0 | 0 | 0
2505. Contributions of users on each tariff to system simultaneous maximum load by network level (kW)
Data sources:
x1 = 2501. Contributions of users on one-rate multi tariffs to system simultaneous maximum load by network level (kW)
x2 = 2502. Contributions of users on two-rate multi tariffs to system simultaneous maximum load by network level (kW)
x3 = 2503. Contributions of users on three-rate multi tariffs to system simultaneous maximum load by network level (kW)
x4 = 2504. Estimated contributions of users on each tariff to system simultaneous maximum load by network level (kW)
Combine tables = x1 or x2 or x3 or x4
| GSPs | 132kV | 132kV/EHV | EHV | EHV/HV | 132kV/HV | HV | HV/LV | LV circuits
Domestic Unrestricted | 1555726.969 | 1457901.5644 | 1450842.4862 | 1411080.2427 | 1403576.5572 | 0 | 1387500.2123 | 1369690.451 | 1308005.2473
Domestic Two Rate | 139896.0276 | 139869.9733 | 139192.7307 | 135914.3201 | 135191.5701 | 0 | 133643.1071 | 131927.6826 | 125986.2044
Domestic Off Peak (related MPAN) | 251.8379 | 527.9013 | 525.3452 | 588.0465 | 584.9194 | 0 | 578.2199 | 570.7979 | 545.0915
Small Non Domestic Unrestricted | 305345.1183 | 304409.3386 | 302935.4055 | 307725.2499 | 306088.8628 | 0 | 302582.9691 | 298699.0559 | 285246.8835
Small Non Domestic Two Rate | 120659.6406 | 121197.3483 | 120610.5175 | 121507.7909 | 120861.6503 | 0 | 119477.32 | 117943.7256 | 112632.027
Small Non Domestic Off Peak (related MPAN) | 154.3795 | 451.8043 | 449.6167 | 498.9082 | 496.2552 | 0 | 490.5712 | 484.2743 | 462.4645
LV Medium Non-Domestic | 3438.2579 | 3374.9696 | 3358.6282 | 3365.0532 | 3347.1589 | 0 | 3308.821 | 3266.3495 | 3119.2466
LV Sub Medium Non-Domestic | 426.5485 | 419.683 | 417.6509 | 418.8604 | 416.633 | 0 | 411.861 | 406.5744 | 0
HV Medium Non-Domestic | 476.9572 | 472.9021 | 470.6124 | 473.6047 | 471.0862 | 0 | 465.6904 | 0 | 0
LV Network Domestic | 0.21619 | 0.21277 | 0.21174 | 0.21215 | 0.21102 | 0 | 0.2086 | 0.20593 | 0.19665
LV Network Non-Domestic Non-CT | 41891.6423 | 41198.8824 | 40999.3997 | 41077.1592 | 40858.7236 | 0 | 40390.7342 | 39872.2843 | 38076.6012
LV HH Metered | 554798.1206 | 544096.584 | 541462.0987 | 542454.581 | 539569.9764 | 0 | 533389.8269 | 526543.3086 | 502829.9716
LV Sub HH Metered | 226475.6737 | 223588.5004 | 222505.8974 | 223532.7041 | 222344.0268 | 0 | 219797.3333 | 216976.0451 | 0
HV HH Metered | 694854.8064 | 683502.7771 | 680193.2947 | 678784.698 | 675175.1323 | 0 | 667441.7826 | 0 | 0
NHH UMS category A | 3282.3964 | 3263.8485 | 3248.0452 | 3233.9586 | 3216.7614 | 0 | 3179.9171 | 3139.1001 | 2997.728
NHH UMS category B | 2005.0639 | 1642.5255 | 1634.5725 | 1454.7454 | 1447.0095 | 0 | 1430.4357 | 1412.0748 | 1348.4808
NHH UMS category C | 119.2778 | 93.4815 | 93.0289 | 82.0638 | 81.6274 | 0 | 80.6924 | 79.6567 | 76.0693
NHH UMS category D | 0.10516 | 0.13219 | 0.13155 | 0.14509 | 0.14431 | 0 | 0.14266 | 0.14083 | 0.13449
LV UMS (Pseudo HH Metered) | 57457.0677 | 47676.808 | 47445.9596 | 42707.7396 | 42480.6331 | 0 | 41994.0666 | 41455.0366 | 39588.0729
LV Generation NHH or Aggregate HH | -87.8216 | -86.9583 | -86.5372 | -86.0064 | -85.549 | 0 | -84.5692 | -83.4836 | 0
LV Sub Generation NHH | -0.12009 | -0.11891 | -0.11833 | -0.1176 | -0.11698 | 0 | -0.11564 | 0 | 0
LV Generation Intermittent | -4055.8484 | -4015.9783 | -3996.5331 | -3972.0164 | -3950.8945 | 0 | -3905.6416 | -3855.5093 | 0
LV Generation Intermittent no RP charge | -0.12575 | -0.12451 | -0.12391 | -0.12315 | -0.1225 | 0 | -0.12109 | -0.11954 | 0
LV Generation Non-Intermittent | -678.5901 | -678.3431 | -675.0586 | -673.9261 | -670.3423 | 0 | -662.6643 | -654.1585 | 0
LV Generation Non-Intermittent no RP charge | -1.4199 | -1.4189 | -1.4121 | -1.4093 | -1.4018 | 0 | -1.3858 | -1.368 | 0
LV Sub Generation Intermittent | -320.6955 | -317.5429 | -316.0054 | -314.0669 | -312.3968 | 0 | -308.8186 | 0 | 0
LV Sub Generation Intermittent no RP charge | -0.12009 | -0.11891 | -0.11833 | -0.1176 | -0.11698 | 0 | -0.11564 | 0 | 0
LV Sub Generation Non-Intermittent | -186.4395 | -181.3296 | -180.4516 | -176.707 | -175.7674 | 0 | -173.7542 | 0 | 0
LV Sub Generation Non-Intermittent no RP charge | -1.3284 | -1.292 | -1.2858 | -1.2591 | -1.2524 | 0 | -1.238 | 0 | 0
HV Generation Intermittent | -55833.2103 | -55284.3545 | -55016.6707 | -54679.171 | -54388.4042 | 0 | 0 | 0 | 0
HV Generation Intermittent no RP charge | -0.11855 | -0.11738 | -0.11681 | -0.1161 | -0.11548 | 0 | 0 | 0 | 0
HV Generation Non-Intermittent | -50611.2905 | -49206.758 | -48968.5016 | -48285.2505 | -48028.4846 | 0 | 0 | 0 | 0
HV Generation Non-Intermittent no RP charge | -1.1679 | -0.88698 | -0.88268 | -0.74716 | -0.74318 | 0 | 0 | 0 | 0
2506. Forecast system simultaneous maximum load (kW) from forecast units
Data sources:
x1 = 2505. Contributions of users on each tariff to system simultaneous maximum load by network level (kW)
Cell summation =SUM(x1)
| GSPs | 132kV | 132kV/EHV | EHV | EHV/HV | 132kV/HV | HV | HV/LV | LV circuits
Forecast system simultaneous maximum load (kW) from forecast units | 3595481.8104 | 3463913.8951 | 3447141.8168 | 3406709.0491 | 3388593.2308 | 0 | 3451025.488 | 2747872.1252 | 2420914.4199

## AMD
Forecast aggregate maximum load for Electricity North West Limited in 2018/19 (Version 1)
2601. Pre-processing of data for standing charge factors
Data sources:
x1 = Standing charges factors (in Pre-processing of data for standing charge factors)
x2 = 1018. Proportion of relevant load going through 132kV/HV direct transformation
x3 = Standing charges factors for 132kV/HV (in Pre-processing of data for standing charge factors)
Kind: | Fixed data | [7 empty] | Fixed data | Calculation
Formula: | [9 empty] | =x1+0.2*x2*x3
Standing charges factors
| GSPs | 132kV | 132kV/EHV | EHV | EHV/HV | HV | HV/LV | LV circuits | Standing charges factors for 132kV/HV | Adjusted standing charges factors for 132kV
Domestic Unrestricted | 0 | 0 | 0 | 0 | 0 | 0 | 0 | 1 | 0 | 0
Domestic Two Rate | 0 | 0 | 0 | 0 | 0 | 0 | 0 | 1 | 0 | 0
Domestic Off Peak (related MPAN) | 0 | 0 | 0 | 0 | 0 | 0 | 0 | 1 | 0 | 0
Small Non Domestic Unrestricted | 0 | 0 | 0 | 0 | 0 | 0 | 0 | 1 | 0 | 0
Small Non Domestic Two Rate | 0 | 0 | 0 | 0 | 0 | 0 | 0 | 1 | 0 | 0
Small Non Domestic Off Peak (related MPAN) | 0 | 0 | 0 | 0 | 0 | 0 | 0 | 1 | 0 | 0
LV Medium Non-Domestic | 0 | 0 | 0 | 0 | 0 | 0 | 0 | 1 | 0 | 0
LV Sub Medium Non-Domestic | 0 | 0 | 0 | 0 | 0 | 0 | 1 | 0 | 0 | 0
HV Medium Non-Domestic | 0 | 0 | 0 | 0.2 | 1 | 1 | 0 | 0 | 1 | 0
LV Network Domestic | 0 | 0 | 0 | 0 | 0 | 0 | 0 | 1 | 0 | 0
LV Network Non-Domestic Non-CT | 0 | 0 | 0 | 0 | 0 | 0 | 0 | 1 | 0 | 0
LV HH Metered | 0 | 0 | 0 | 0 | 0 | 0.2 | 1 | 1 | 0 | 0
LV Sub HH Metered | 0 | 0 | 0 | 0 | 0 | 1 | 1 | 0 | 0 | 0
HV HH Metered | 0 | 0 | 0 | 0.2 | 1 | 1 | 0 | 0 | 1 | 0
NHH UMS category A | 0 | 0 | 0 | 0 | 0 | 0 | 0 | 0 | 0 | 0
NHH UMS category B | 0 | 0 | 0 | 0 | 0 | 0 | 0 | 0 | 0 | 0
NHH UMS category C | 0 | 0 | 0 | 0 | 0 | 0 | 0 | 0 | 0 | 0
NHH UMS category D | 0 | 0 | 0 | 0 | 0 | 0 | 0 | 0 | 0 | 0
LV UMS (Pseudo HH Metered) | 0 | 0 | 0 | 0 | 0 | 0 | 0 | 0 | 0 | 0
2602. Standing charges factors adapted to use 132kV/HV
Data sources:
x1 = 2601. Standing charges factors for 132kV/HV (in Pre-processing of data for standing charge factors)
x2 = 2601. Adjusted standing charges factors for 132kV (in Pre-processing of data for standing charge factors)
x3 = 2601. Standing charges factors (in Pre-processing of data for standing charge factors)
Combine tables = x1 or x2 or x3
| GSPs | 132kV | 132kV/EHV | EHV | EHV/HV | 132kV/HV | HV | HV/LV | LV circuits
Domestic Unrestricted | 0 | 0 | 0 | 0 | 0 | 0 | 0 | 0 | 1
Domestic Two Rate | 0 | 0 | 0 | 0 | 0 | 0 | 0 | 0 | 1
Domestic Off Peak (related MPAN) | 0 | 0 | 0 | 0 | 0 | 0 | 0 | 0 | 1
Small Non Domestic Unrestricted | 0 | 0 | 0 | 0 | 0 | 0 | 0 | 0 | 1
Small Non Domestic Two Rate | 0 | 0 | 0 | 0 | 0 | 0 | 0 | 0 | 1
Small Non Domestic Off Peak (related MPAN) | 0 | 0 | 0 | 0 | 0 | 0 | 0 | 0 | 1
LV Medium Non-Domestic | 0 | 0 | 0 | 0 | 0 | 0 | 0 | 0 | 1
LV Sub Medium Non-Domestic | 0 | 0 | 0 | 0 | 0 | 0 | 0 | 1 | 0
HV Medium Non-Domestic | 0 | 0 | 0 | 0.2 | 1 | 1 | 1 | 0 | 0
LV Network Domestic | 0 | 0 | 0 | 0 | 0 | 0 | 0 | 0 | 1
LV Network Non-Domestic Non-CT | 0 | 0 | 0 | 0 | 0 | 0 | 0 | 0 | 1
LV HH Metered | 0 | 0 | 0 | 0 | 0 | 0 | 0.2 | 1 | 1
LV Sub HH Metered | 0 | 0 | 0 | 0 | 0 | 0 | 1 | 1 | 0
HV HH Metered | 0 | 0 | 0 | 0.2 | 1 | 1 | 1 | 0 | 0
NHH UMS category A | 0 | 0 | 0 | 0 | 0 | 0 | 0 | 0 | 0
NHH UMS category B | 0 | 0 | 0 | 0 | 0 | 0 | 0 | 0 | 0
NHH UMS category C | 0 | 0 | 0 | 0 | 0 | 0 | 0 | 0 | 0
NHH UMS category D | 0 | 0 | 0 | 0 | 0 | 0 | 0 | 0 | 0
LV UMS (Pseudo HH Metered) | 0 | 0 | 0 | 0 | 0 | 0 | 0 | 0 | 0
2603. Capacity-based contributions to chargeable aggregate maximum load by network level (kW)
Data sources:
x1 = 2305. Import capacity (kVA) (in Equivalent volume for each end user)
x2 = 2305. Exceeded capacity (kVA) (in Equivalent volume for each end user)
x3 = 1010. Power factor for all flows in the network model (in Financial and general assumptions)
x4 = 2602. Standing charges factors adapted to use 132kV/HV
x5 = 2012. Loss adjustment factors between end user meter reading and each network level, scaled by network use
Calculation =(x1+x2)*x3*x4*x5
| GSPs | 132kV | 132kV/EHV | EHV | EHV/HV | 132kV/HV | HV | HV/LV | LV circuits
LV HH Metered | 0 | 0 | 0 | 0 | 0 | 0 | 338488.3446 | 1670717.7745 | 1595475.5428
LV Sub HH Metered | 0 | 0 | 0 | 0 | 0 | 0 | 683136.9533 | 674368.3016 | 0
HV HH Metered | 0 | 0 | 0 | 364843.7524 | 1814518.1344 | 0 | 1793734.9293 | 0 | 0
2604. Unit-based contributions to chargeable aggregate maximum load (kW)
Data sources:
x1 = 2407. All units (MWh)
x2 = 1041. Load factor for each type of demand user (in Load profile data for demand users)
x3 = 2602. Standing charges factors adapted to use 132kV/HV
x4 = 2012. Loss adjustment factors between end user meter reading and each network level, scaled by network use
x5 = 1010. Days in the charging year (in Financial and general assumptions)
Calculation =x1/x2*x3*x4/(24*x5)*1000
| GSPs | 132kV | 132kV/EHV | EHV | EHV/HV | 132kV/HV | HV | HV/LV | LV circuits
Domestic Unrestricted | 0 | 0 | 0 | 0 | 0 | 0 | 0 | 0 | 1596932.5787
Domestic Two Rate | 0 | 0 | 0 | 0 | 0 | 0 | 0 | 0 | 419776.093
Small Non Domestic Unrestricted | 0 | 0 | 0 | 0 | 0 | 0 | 0 | 0 | 420204.97
Small Non Domestic Two Rate | 0 | 0 | 0 | 0 | 0 | 0 | 0 | 0 | 145351.6554
LV Medium Non-Domestic | 0 | 0 | 0 | 0 | 0 | 0 | 0 | 0 | 3851.7833
LV Sub Medium Non-Domestic | 0 | 0 | 0 | 0 | 0 | 0 | 0 | 526.0883 | 0
HV Medium Non-Domestic | 0 | 0 | 0 | 124.6082 | 619.7279 | 0 | 612.6296 | 0 | 0
LV Network Domestic | 0 | 0 | 0 | 0 | 0 | 0 | 0 | 0 | 0.25589
LV Network Non-Domestic Non-CT | 0 | 0 | 0 | 0 | 0 | 0 | 0 | 0 | 61463.8673
2605. Contributions to aggregate maximum load by network level (kW)
Data sources:
x1 = 2603. Capacity-based contributions to chargeable aggregate maximum load by network level (kW)
x2 = 2604. Unit-based contributions to chargeable aggregate maximum load (kW)
Combine tables = x1 or x2
| GSPs | 132kV | 132kV/EHV | EHV | EHV/HV | 132kV/HV | HV | HV/LV | LV circuits
Domestic Unrestricted | 0 | 0 | 0 | 0 | 0 | 0 | 0 | 0 | 1596932.5787
Domestic Two Rate | 0 | 0 | 0 | 0 | 0 | 0 | 0 | 0 | 419776.093
Small Non Domestic Unrestricted | 0 | 0 | 0 | 0 | 0 | 0 | 0 | 0 | 420204.97
Small Non Domestic Two Rate | 0 | 0 | 0 | 0 | 0 | 0 | 0 | 0 | 145351.6554
LV Medium Non-Domestic | 0 | 0 | 0 | 0 | 0 | 0 | 0 | 0 | 3851.7833
LV Sub Medium Non-Domestic | 0 | 0 | 0 | 0 | 0 | 0 | 0 | 526.0883 | 0
HV Medium Non-Domestic | 0 | 0 | 0 | 124.6082 | 619.7279 | 0 | 612.6296 | 0 | 0
LV Network Domestic | 0 | 0 | 0 | 0 | 0 | 0 | 0 | 0 | 0.25589
LV Network Non-Domestic Non-CT | 0 | 0 | 0 | 0 | 0 | 0 | 0 | 0 | 61463.8673
LV HH Metered | 0 | 0 | 0 | 0 | 0 | 0 | 338488.3446 | 1670717.7745 | 1595475.5428
LV Sub HH Metered | 0 | 0 | 0 | 0 | 0 | 0 | 683136.9533 | 674368.3016 | 0
HV HH Metered | 0 | 0 | 0 | 364843.7524 | 1814518.1344 | 0 | 1793734.9293 | 0 | 0
2606. Forecast chargeable aggregate maximum load (kW)
Data sources:
x1 = 2605. Contributions to aggregate maximum load by network level (kW)
Cell summation =SUM(x1)
| GSPs | 132kV | 132kV/EHV | EHV | EHV/HV | 132kV/HV | HV | HV/LV | LV circuits
Forecast chargeable aggregate maximum load (kW) | 0 | 0 | 0 | 364968.3606 | 1815137.8623 | 0 | 2815972.8568 | 2345612.1644 | 4243056.7463
2607. Forecast simultaneous load subject to standing charge factors (kW)
Data sources:
x1 = 2505. Contributions of users on each tariff to system simultaneous maximum load by network level (kW)
x2 = 2602. Standing charges factors adapted to use 132kV/HV
Calculation =x1*x2
| GSPs | 132kV | 132kV/EHV | EHV | EHV/HV | 132kV/HV | HV | HV/LV | LV circuits
Domestic Unrestricted | 0 | 0 | 0 | 0 | 0 | 0 | 0 | 0 | 1308005.2473
Domestic Two Rate | 0 | 0 | 0 | 0 | 0 | 0 | 0 | 0 | 125986.2044
Domestic Off Peak (related MPAN) | 0 | 0 | 0 | 0 | 0 | 0 | 0 | 0 | 545.0915
Small Non Domestic Unrestricted | 0 | 0 | 0 | 0 | 0 | 0 | 0 | 0 | 285246.8835
Small Non Domestic Two Rate | 0 | 0 | 0 | 0 | 0 | 0 | 0 | 0 | 112632.027
Small Non Domestic Off Peak (related MPAN) | 0 | 0 | 0 | 0 | 0 | 0 | 0 | 0 | 462.4645
LV Medium Non-Domestic | 0 | 0 | 0 | 0 | 0 | 0 | 0 | 0 | 3119.2466
LV Sub Medium Non-Domestic | 0 | 0 | 0 | 0 | 0 | 0 | 0 | 406.5744 | 0
HV Medium Non-Domestic | 0 | 0 | 0 | 94.7209 | 471.0862 | 0 | 465.6904 | 0 | 0
LV Network Domestic | 0 | 0 | 0 | 0 | 0 | 0 | 0 | 0 | 0.19665
LV Network Non-Domestic Non-CT | 0 | 0 | 0 | 0 | 0 | 0 | 0 | 0 | 38076.6012
LV HH Metered | 0 | 0 | 0 | 0 | 0 | 0 | 106677.9654 | 526543.3086 | 502829.9716
LV Sub HH Metered | 0 | 0 | 0 | 0 | 0 | 0 | 219797.3333 | 216976.0451 | 0
HV HH Metered | 0 | 0 | 0 | 135756.9396 | 675175.1323 | 0 | 667441.7826 | 0 | 0
NHH UMS category A | 0 | 0 | 0 | 0 | 0 | 0 | 0 | 0 | 0
NHH UMS category B | 0 | 0 | 0 | 0 | 0 | 0 | 0 | 0 | 0
NHH UMS category C | 0 | 0 | 0 | 0 | 0 | 0 | 0 | 0 | 0
NHH UMS category D | 0 | 0 | 0 | 0 | 0 | 0 | 0 | 0 | 0
LV UMS (Pseudo HH Metered) | 0 | 0 | 0 | 0 | 0 | 0 | 0 | 0 | 0
2608. Forecast simultaneous load replaced by standing charge (kW)
Data sources:
x1 = 2607. Forecast simultaneous load subject to standing charge factors (kW)
Cell summation =SUM(x1)
| GSPs | 132kV | 132kV/EHV | EHV | EHV/HV | 132kV/HV | HV | HV/LV | LV circuits
Forecast simultaneous load replaced by standing charge (kW) | 0 | 0 | 0 | 135851.6605 | 675646.2185 | 0 | 994382.7717 | 743925.9281 | 2376903.9344
2609. Calculated LV diversity allowance
Data sources:
x1 = 2606. Forecast chargeable aggregate maximum load (kW)
x2 = 2608. Forecast simultaneous load replaced by standing charge (kW)
Calculation =x1/x2-1
LV circuits
Calculated LV diversity allowance | 78.51%
2610. Network level mapping for diversity allowances
| GSPs | 132kV | 132kV/EHV | EHV | EHV/HV | 132kV/HV | HV | HV/LV | LV circuits
GSPs | 100% | 0% | 0% | 0% | 0% | 0% | 0% | 0% | 0%
132kV | 0% | 100% | 0% | 0% | 0% | 0% | 0% | 0% | 0%
132kV/EHV | 0% | 0% | 100% | 0% | 0% | 100% | 0% | 0% | 0%
EHV | 0% | 0% | 0% | 100% | 0% | 0% | 0% | 0% | 0%
EHV/HV | 0% | 0% | 0% | 0% | 100% | 0% | 0% | 0% | 0%
HV | 0% | 0% | 0% | 0% | 0% | 0% | 100% | 0% | 0%
HV/LV | 0% | 0% | 0% | 0% | 0% | 0% | 0% | 100% | 0%
LV circuits | 0% | 0% | 0% | 0% | 0% | 0% | 0% | 0% | 100%
2611. Diversity allowances including 132kV/HV
Data sources:
x1 = 2104. Diversity allowance between level exit and GSP Group (in Diversity calculations)
x2 = 2610. Network level mapping for diversity allowances
Sum-product calculation =SUMPRODUCT(x1, x2)
Diversity allowances including 132kV/HV
GSPs | 5.557%
132kV | 11.27%
132kV/EHV | 11.27%
EHV | 20.46%
EHV/HV | 20.46%
132kV/HV | 11.27%
HV | 34.83%
HV/LV | 34.83%
LV circuits | 0%
2612. Diversity allowances (including calculated LV value)
Data sources:
x1 = 2609. Calculated LV diversity allowance
x2 = 2611. Diversity allowances including 132kV/HV
Combine tables = x1 or x2
| GSPs | 132kV | 132kV/EHV | EHV | EHV/HV | 132kV/HV | HV | HV/LV | LV circuits
Diversity allowances (including calculated LV value) | 5.557% | 11.27% | 11.27% | 20.46% | 20.46% | 11.27% | 34.83% | 34.83% | 78.51%
2613. Forecast simultaneous maximum load (kW) adjusted for standing charges
Data sources:
x1 = 2506. Forecast system simultaneous maximum load (kW) from forecast units
x2 = 2608. Forecast simultaneous load replaced by standing charge (kW)
x3 = 2606. Forecast chargeable aggregate maximum load (kW)
x4 = 2612. Diversity allowances (including calculated LV value)
Calculation =x1-x2+x3/(1+x4)
| GSPs | 132kV | 132kV/EHV | EHV | EHV/HV | 132kV/HV | HV | HV/LV | LV circuits
Forecast simultaneous maximum load (kW) adjusted for standing charges | 3595481.8104 | 3463913.8951 | 3447141.8168 | 3573833.938 | 4219774.0843 | 0 | 4545229.1255 | 3743669.5315 | 2420914.4199

## Otex
Other expenditure for Electricity North West Limited in 2018/19 (Version 1)
2701. Operating expenditure coded by network level (£/year)
Data sources:
x1 = 1055. Transmission exit charges (£/year)
x2 = Zero for levels other than transmission exit
Combine tables = x1 or x2
| Transmission exit | Operating 132kV | Operating 132kV/EHV | Operating EHV | Operating EHV/HV | Operating 132kV/HV | Operating HV | Operating HV/LV | Operating LV circuits | Operating LV customer | Operating HV customer
Operating expenditure coded by network level (£/year) | 19616468.7989 | 0 | 0 | 0 | 0 | 0 | 0 | 0 | 0 | 0 | 0
2702. Network model assets (£) scaled by load forecast
Data sources:
x1 = 2108. GSP simultaneous maximum load assumed through each network level (MW)
x2 = 2613. Forecast simultaneous maximum load (kW) adjusted for standing charges
x3 = 1020. Gross asset cost by network level (£)
Calculation =IF(x1,x2*x3/x1/1000,0)
| Assets 132kV | Assets 132kV/EHV | Assets EHV | Assets EHV/HV | Assets 132kV/HV | Assets HV | Assets HV/LV | Assets LV circuits
Network model assets (£) scaled by load forecast | 713368696.1418 | 282176827.0966 | 743262049.7325 | 556552860.4321 | 0 | 1100950205.5858 | 834003371.7586 | 313080418.4198
2703. Annual consumption by tariff for unmetered users (MWh)
Data sources:
x1 = 2407. All units (MWh)
Copy cells = x1
Annual consumption by tariff for unmetered users (MWh)
NHH UMS category A | 21903.5088
NHH UMS category B | 8864.1544
NHH UMS category C | 277.2299
NHH UMS category D | 1
LV UMS (Pseudo HH Metered) | 248948.4497
2704. Total unmetered units
Data sources:
x1 = 2703. Annual consumption by tariff for unmetered users (MWh)
Cell summation =SUM(x1)
Total unmetered units
Total unmetered units | 279994.3428
2705. Service model asset data
Data sources:
x1 = 2205. Service model assets by tariff (£)
x2 = 2305. MPANs (in Equivalent volume for each end user)
x3 = 2202. LV unmetered service model assets £/(MWh/year)
x4 = 2704. Total unmetered units
x5 = Service model assets (£) scaled by annual MWh (in Service model asset data)
x6 = Service model assets (£) scaled by user count (in Service model asset data)
x7 = Service model assets (£) scaled by annual MWh (in Service model asset data)
Kind: | Sum-product calculation |  | Calculation | Copy cells |  | Calculation
Formula: | =SUMPRODUCT(x1, x2) |  | =x3*x4 | = x5 |  | =x6+x7
| Service model assets (£) scaled by user count |  |  | Service model assets (£) scaled by annual MWh |  | Service model assets (£)
| Assets LV customer | Assets HV customer | Service model assets (£) scaled by annual MWh | Assets LV customer | Assets HV customer | Assets LV customer | Assets HV customer
Service model asset data | 1314413235.3109 | 39219010.3518 | 233350675.0407 | 233350675.0407 |  | 1547763910.3516 | 39219010.3518
2706. Data for allocation of operating expenditure
Data sources:
x1 = 2702. Network model assets (£) scaled by load forecast
x2 = 2705. Service model assets (£) (in Service model asset data)
x3 = Model assets (£) scaled by demand forecast (in Data for allocation of operating expenditure)
Kind: | Combine tables | [10 empty] | Cell summation
Formula: | = x1 or x2 | [10 empty] | =SUM(x3)
Model assets (£) scaled by demand forecast
| GSPs | Assets 132kV | Assets 132kV/EHV | Assets EHV | Assets EHV/HV | Assets 132kV/HV | Assets HV | Assets HV/LV | Assets LV circuits | Assets LV customer | Assets HV customer | Denominator for allocation of operating expenditure
Data for allocation of operating expenditure |  | 713368696.1418 | 282176827.0966 | 743262049.7325 | 556552860.4321 | 0 | 1100950205.5858 | 834003371.7586 | 313080418.4198 | 1547763910.3516 | 39219010.3518 | 6130377349.8706
2707. Amount of expenditure to be allocated according to asset values (£/year)
Data sources:
x1 = 1059. Direct cost (£/year) (in Other expenditure)
x2 = 1059. Network rates (£/year) (in Other expenditure)
x3 = 1059. Indirect cost (£/year) (in Other expenditure)
x4 = 1059. Indirect cost proportion (in Other expenditure)
Calculation =x1+x2+x3*x4
Amount of expenditure to be allocated according to asset values (£/year)
Other expenditure | 117782271.9461
2708. Total operating expenditure by network level (£/year)
Data sources:
x1 = 2701. Operating expenditure coded by network level (£/year)
x2 = 2707. Amount of expenditure to be allocated according to asset values (£/year)
x3 = 2706. Denominator for allocation of operating expenditure (in Data for allocation of operating expenditure)
x4 = 2706. Model assets (£) scaled by demand forecast (in Data for allocation of operating expenditure)
Calculation =x1+x2/x3*x4
| Transmission exit | Operating 132kV | Operating 132kV/EHV | Operating EHV | Operating EHV/HV | Operating 132kV/HV | Operating HV | Operating HV/LV | Operating LV circuits | Operating LV customer | Operating HV customer
Total operating expenditure by network level (£/year) | 19616468.7989 | 13705875.0174 | 5421432.6279 | 14280212.7622 | 10692989.4554 | 0 | 21152436.3204 | 16023615.8935 | 6015179.9602 | 29737019.3372 | 753510.5719
2709. Operating expenditure percentage by network level
Data sources:
x1 = 2706. Model assets (£) scaled by demand forecast (in Data for allocation of operating expenditure)
x2 = 2708. Total operating expenditure by network level (£/year)
Calculation =IF(x1="","",IF(x1>0,x2/x1,0))
| Transmission exit | Operating 132kV | Operating 132kV/EHV | Operating EHV | Operating EHV/HV | Operating 132kV/HV | Operating HV | Operating HV/LV | Operating LV circuits | Operating LV customer | Operating HV customer
Operating expenditure percentage by network level |  | 1.921% | 1.921% | 1.921% | 1.921% | 0% | 1.921% | 1.921% | 1.921% | 1.921% | 1.921%
2710. Unit operating expenditure based on simultaneous maximum load (£/kW/year)
Data sources:
x1 = 2613. Forecast simultaneous maximum load (kW) adjusted for standing charges
x2 = 2708. Total operating expenditure by network level (£/year)
Calculation =IF(x1>0,x2/x1,0)
| Transmission exit | Operating 132kV | Operating 132kV/EHV | Operating EHV | Operating EHV/HV | Operating 132kV/HV | Operating HV | Operating HV/LV | Operating LV circuits
Unit operating expenditure based on simultaneous maximum load (£/kW/year) | 5.4559 | 3.9568 | 1.5727 | 3.9958 | 2.534 | 0 | 4.6538 | 4.2802 | 2.4847
2711. Operating expenditure for customer assets p/MPAN/day
Data sources:
x1 = 1010. Days in the charging year (in Financial and general assumptions)
x2 = 2709. Operating expenditure percentage by network level
x3 = 2205. Service model assets by tariff (£)
x4 = Operating expenditure p/MPAN/day by level (in Operating expenditure for customer assets p/MPAN/day)
Kind: | Calculation |  | Cell summation
Formula: | =100/x1*x2*x3 |  | =SUM(x4)
Operating expenditure p/MPAN/day by level
| Operating LV customer | Operating HV customer | Operating expenditure for customer assets p/MPAN/day total
Domestic Unrestricted | 2.7783 | 0 | 2.7783
Domestic Two Rate | 2.7783 | 0 | 2.7783
Domestic Off Peak (related MPAN) | 0 | 0 | 0
Small Non Domestic Unrestricted | 2.7783 | 0 | 2.7783
Small Non Domestic Two Rate | 2.7783 | 0 | 2.7783
Small Non Domestic Off Peak (related MPAN) | 0 | 0 | 0
LV Medium Non-Domestic | 10.9787 | 0 | 10.9787
LV Sub Medium Non-Domestic | 41.93 | 0 | 41.93
HV Medium Non-Domestic | 0 | 92.1984 | 92.1984
LV Network Domestic | 2.7783 | 0 | 2.7783
LV Network Non-Domestic Non-CT | 2.7783 | 0 | 2.7783
LV HH Metered | 13.0618 | 0 | 13.0618
LV Sub HH Metered | 41.93 | 0 | 41.93
HV HH Metered | 0 | 92.1984 | 92.1984
NHH UMS category A | 0 | 0 | 0
NHH UMS category B | 0 | 0 | 0
NHH UMS category C | 0 | 0 | 0
NHH UMS category D | 0 | 0 | 0
LV UMS (Pseudo HH Metered) | 0 | 0 | 0
LV Generation NHH or Aggregate HH | 0 | 0 | 0
LV Sub Generation NHH | 0 | 0 | 0
LV Generation Intermittent | 0 | 0 | 0
LV Generation Intermittent no RP charge | 0 | 0 | 0
LV Generation Non-Intermittent | 0 | 0 | 0
LV Generation Non-Intermittent no RP charge | 0 | 0 | 0
LV Sub Generation Intermittent | 0 | 0 | 0
LV Sub Generation Intermittent no RP charge | 0 | 0 | 0
LV Sub Generation Non-Intermittent | 0 | 0 | 0
LV Sub Generation Non-Intermittent no RP charge | 0 | 0 | 0
HV Generation Intermittent | 0 | 6.2083 | 6.2083
HV Generation Intermittent no RP charge | 0 | 6.2083 | 6.2083
HV Generation Non-Intermittent | 0 | 6.2083 | 6.2083
HV Generation Non-Intermittent no RP charge | 0 | 6.2083 | 6.2083
2712. Operating expenditure for unmetered customer assets (p/kWh)
Data sources:
x1 = 2709. Operating expenditure percentage by network level
x2 = 2202. LV unmetered service model assets £/(MWh/year)
Calculation =0.1*x1*x2
Operating LV customer
NHH UMS category A | 1.6012
NHH UMS category B | 1.6012
NHH UMS category C | 1.6012
NHH UMS category D | 1.6012
LV UMS (Pseudo HH Metered) | 1.6012

## Contrib
Customer contributions for Electricity North West Limited in 2018/19 (Version 1)
This sheet calculates factors used to take account of the costs deemed to be covered by connection charges.
2801. Network level of supply (for customer contributions) by tariff
| LV network | LV substation | HV network | HV substation
Domestic Unrestricted | 100% | 0% | 0% | 0%
Domestic Two Rate | 100% | 0% | 0% | 0%
Domestic Off Peak (related MPAN) | 100% | 0% | 0% | 0%
Small Non Domestic Unrestricted | 100% | 0% | 0% | 0%
Small Non Domestic Two Rate | 100% | 0% | 0% | 0%
Small Non Domestic Off Peak (related MPAN) | 100% | 0% | 0% | 0%
LV Medium Non-Domestic | 100% | 0% | 0% | 0%
LV Sub Medium Non-Domestic | 0% | 100% | 0% | 0%
HV Medium Non-Domestic | 0% | 0% | 100% | 0%
LV Network Domestic | 100% | 0% | 0% | 0%
LV Network Non-Domestic Non-CT | 100% | 0% | 0% | 0%
LV HH Metered | 100% | 0% | 0% | 0%
LV Sub HH Metered | 0% | 100% | 0% | 0%
HV HH Metered | 0% | 0% | 100% | 0%
NHH UMS category A | 100% | 0% | 0% | 0%
NHH UMS category B | 100% | 0% | 0% | 0%
NHH UMS category C | 100% | 0% | 0% | 0%
NHH UMS category D | 100% | 0% | 0% | 0%
LV UMS (Pseudo HH Metered) | 100% | 0% | 0% | 0%
LV Generation NHH or Aggregate HH | 100% | 0% | 0% | 0%
LV Sub Generation NHH | 0% | 100% | 0% | 0%
LV Generation Intermittent | 100% | 0% | 0% | 0%
LV Generation Intermittent no RP charge | 100% | 0% | 0% | 0%
LV Generation Non-Intermittent | 100% | 0% | 0% | 0%
LV Generation Non-Intermittent no RP charge | 100% | 0% | 0% | 0%
LV Sub Generation Intermittent | 0% | 100% | 0% | 0%
LV Sub Generation Intermittent no RP charge | 0% | 100% | 0% | 0%
LV Sub Generation Non-Intermittent | 0% | 100% | 0% | 0%
LV Sub Generation Non-Intermittent no RP charge | 0% | 100% | 0% | 0%
HV Generation Intermittent | 0% | 0% | 100% | 0%
HV Generation Intermittent no RP charge | 0% | 0% | 100% | 0%
HV Generation Non-Intermittent | 0% | 0% | 100% | 0%
HV Generation Non-Intermittent no RP charge | 0% | 0% | 100% | 0%
2802. Contribution proportion of asset annuities, by customer type and network level of assets
Data sources:
x1 = 1060. Customer contributions under current connection charging policy
x2 = 1010. Annuity proportion for customer-contributed assets (in Financial and general assumptions)
Calculation =x1*(1-x2)
| LV network | LV substation | HV network | HV substation
Assets 132kV | 0% | 0% | 0% | 0%
Assets 132kV/EHV | 0% | 0% | 0% | 0%
Assets EHV | 0% | 0% | 0% | 57%
Assets EHV/HV | 0% | 0% | 57% | 92%
Assets 132kV/HV | 0% | 0% | 0% | 0%
Assets HV | 30% | 30% | 91% | 0%
Assets HV/LV | 30% | 97% | 0% | 0%
Assets LV circuits | 97% | 0% | 0% | 0%
2803. Proportion of asset annuities deemed to be covered by customer contributions
Data sources:
x1 = 2801. Network level of supply (for customer contributions) by tariff
x2 = 2802. Contribution proportion of asset annuities, by customer type and network level of assets
Sum-product calculation =SUMPRODUCT(x1, x2)
| Assets 132kV | Assets 132kV/EHV | Assets EHV | Assets EHV/HV | Assets 132kV/HV | Assets HV | Assets HV/LV | Assets LV circuits
Domestic Unrestricted | 0% | 0% | 0% | 0% | 0% | 30% | 30% | 97%
Domestic Two Rate | 0% | 0% | 0% | 0% | 0% | 30% | 30% | 97%
Domestic Off Peak (related MPAN) | 0% | 0% | 0% | 0% | 0% | 30% | 30% | 97%
Small Non Domestic Unrestricted | 0% | 0% | 0% | 0% | 0% | 30% | 30% | 97%
Small Non Domestic Two Rate | 0% | 0% | 0% | 0% | 0% | 30% | 30% | 97%
Small Non Domestic Off Peak (related MPAN) | 0% | 0% | 0% | 0% | 0% | 30% | 30% | 97%
LV Medium Non-Domestic | 0% | 0% | 0% | 0% | 0% | 30% | 30% | 97%
LV Sub Medium Non-Domestic | 0% | 0% | 0% | 0% | 0% | 30% | 97% | 0%
HV Medium Non-Domestic | 0% | 0% | 0% | 57% | 0% | 91% | 0% | 0%
LV Network Domestic | 0% | 0% | 0% | 0% | 0% | 30% | 30% | 97%
LV Network Non-Domestic Non-CT | 0% | 0% | 0% | 0% | 0% | 30% | 30% | 97%
LV HH Metered | 0% | 0% | 0% | 0% | 0% | 30% | 30% | 97%
LV Sub HH Metered | 0% | 0% | 0% | 0% | 0% | 30% | 97% | 0%
HV HH Metered | 0% | 0% | 0% | 57% | 0% | 91% | 0% | 0%
NHH UMS category A | 0% | 0% | 0% | 0% | 0% | 30% | 30% | 97%
NHH UMS category B | 0% | 0% | 0% | 0% | 0% | 30% | 30% | 97%
NHH UMS category C | 0% | 0% | 0% | 0% | 0% | 30% | 30% | 97%
NHH UMS category D | 0% | 0% | 0% | 0% | 0% | 30% | 30% | 97%
LV UMS (Pseudo HH Metered) | 0% | 0% | 0% | 0% | 0% | 30% | 30% | 97%
LV Generation NHH or Aggregate HH | 0% | 0% | 0% | 0% | 0% | 30% | 30% | 97%
LV Sub Generation NHH | 0% | 0% | 0% | 0% | 0% | 30% | 97% | 0%
LV Generation Intermittent | 0% | 0% | 0% | 0% | 0% | 30% | 30% | 97%
LV Generation Intermittent no RP charge | 0% | 0% | 0% | 0% | 0% | 30% | 30% | 97%
LV Generation Non-Intermittent | 0% | 0% | 0% | 0% | 0% | 30% | 30% | 97%
LV Generation Non-Intermittent no RP charge | 0% | 0% | 0% | 0% | 0% | 30% | 30% | 97%
LV Sub Generation Intermittent | 0% | 0% | 0% | 0% | 0% | 30% | 97% | 0%
LV Sub Generation Intermittent no RP charge | 0% | 0% | 0% | 0% | 0% | 30% | 97% | 0%
LV Sub Generation Non-Intermittent | 0% | 0% | 0% | 0% | 0% | 30% | 97% | 0%
LV Sub Generation Non-Intermittent no RP charge | 0% | 0% | 0% | 0% | 0% | 30% | 97% | 0%
HV Generation Intermittent | 0% | 0% | 0% | 57% | 0% | 91% | 0% | 0%
HV Generation Intermittent no RP charge | 0% | 0% | 0% | 57% | 0% | 91% | 0% | 0%
HV Generation Non-Intermittent | 0% | 0% | 0% | 57% | 0% | 91% | 0% | 0%
HV Generation Non-Intermittent no RP charge | 0% | 0% | 0% | 57% | 0% | 91% | 0% | 0%
2804. Proportion of annual charge covered by contributions (for all charging levels)
Data sources:
x1 = Zero for operating expenditure
x2 = Zero for GSPs level
x3 = 2803. Proportion of asset annuities deemed to be covered by customer contributions
Combine tables = x1 or x2 or x3
| GSPs | Assets 132kV | Assets 132kV/EHV | Assets EHV | Assets EHV/HV | Assets 132kV/HV | Assets HV | Assets HV/LV | Assets LV circuits | Transmission exit | Operating 132kV | Operating 132kV/EHV | Operating EHV | Operating EHV/HV | Operating 132kV/HV | Operating HV | Operating HV/LV | Operating LV circuits
Domestic Unrestricted | 0% | 0% | 0% | 0% | 0% | 0% | 30% | 30% | 97% | 0% | 0% | 0% | 0% | 0% | 0% | 0% | 0% | 0%
Domestic Two Rate | 0% | 0% | 0% | 0% | 0% | 0% | 30% | 30% | 97% | 0% | 0% | 0% | 0% | 0% | 0% | 0% | 0% | 0%
Domestic Off Peak (related MPAN) | 0% | 0% | 0% | 0% | 0% | 0% | 30% | 30% | 97% | 0% | 0% | 0% | 0% | 0% | 0% | 0% | 0% | 0%
Small Non Domestic Unrestricted | 0% | 0% | 0% | 0% | 0% | 0% | 30% | 30% | 97% | 0% | 0% | 0% | 0% | 0% | 0% | 0% | 0% | 0%
Small Non Domestic Two Rate | 0% | 0% | 0% | 0% | 0% | 0% | 30% | 30% | 97% | 0% | 0% | 0% | 0% | 0% | 0% | 0% | 0% | 0%
Small Non Domestic Off Peak (related MPAN) | 0% | 0% | 0% | 0% | 0% | 0% | 30% | 30% | 97% | 0% | 0% | 0% | 0% | 0% | 0% | 0% | 0% | 0%
LV Medium Non-Domestic | 0% | 0% | 0% | 0% | 0% | 0% | 30% | 30% | 97% | 0% | 0% | 0% | 0% | 0% | 0% | 0% | 0% | 0%
LV Sub Medium Non-Domestic | 0% | 0% | 0% | 0% | 0% | 0% | 30% | 97% | 0% | 0% | 0% | 0% | 0% | 0% | 0% | 0% | 0% | 0%
HV Medium Non-Domestic | 0% | 0% | 0% | 0% | 57% | 0% | 91% | 0% | 0% | 0% | 0% | 0% | 0% | 0% | 0% | 0% | 0% | 0%
LV Network Domestic | 0% | 0% | 0% | 0% | 0% | 0% | 30% | 30% | 97% | 0% | 0% | 0% | 0% | 0% | 0% | 0% | 0% | 0%
LV Network Non-Domestic Non-CT | 0% | 0% | 0% | 0% | 0% | 0% | 30% | 30% | 97% | 0% | 0% | 0% | 0% | 0% | 0% | 0% | 0% | 0%
LV HH Metered | 0% | 0% | 0% | 0% | 0% | 0% | 30% | 30% | 97% | 0% | 0% | 0% | 0% | 0% | 0% | 0% | 0% | 0%
LV Sub HH Metered | 0% | 0% | 0% | 0% | 0% | 0% | 30% | 97% | 0% | 0% | 0% | 0% | 0% | 0% | 0% | 0% | 0% | 0%
HV HH Metered | 0% | 0% | 0% | 0% | 57% | 0% | 91% | 0% | 0% | 0% | 0% | 0% | 0% | 0% | 0% | 0% | 0% | 0%
NHH UMS category A | 0% | 0% | 0% | 0% | 0% | 0% | 30% | 30% | 97% | 0% | 0% | 0% | 0% | 0% | 0% | 0% | 0% | 0%
NHH UMS category B | 0% | 0% | 0% | 0% | 0% | 0% | 30% | 30% | 97% | 0% | 0% | 0% | 0% | 0% | 0% | 0% | 0% | 0%
NHH UMS category C | 0% | 0% | 0% | 0% | 0% | 0% | 30% | 30% | 97% | 0% | 0% | 0% | 0% | 0% | 0% | 0% | 0% | 0%
NHH UMS category D | 0% | 0% | 0% | 0% | 0% | 0% | 30% | 30% | 97% | 0% | 0% | 0% | 0% | 0% | 0% | 0% | 0% | 0%
LV UMS (Pseudo HH Metered) | 0% | 0% | 0% | 0% | 0% | 0% | 30% | 30% | 97% | 0% | 0% | 0% | 0% | 0% | 0% | 0% | 0% | 0%
LV Generation NHH or Aggregate HH | 0% | 0% | 0% | 0% | 0% | 0% | 30% | 30% | 97% | 0% | 0% | 0% | 0% | 0% | 0% | 0% | 0% | 0%
LV Sub Generation NHH | 0% | 0% | 0% | 0% | 0% | 0% | 30% | 97% | 0% | 0% | 0% | 0% | 0% | 0% | 0% | 0% | 0% | 0%
LV Generation Intermittent | 0% | 0% | 0% | 0% | 0% | 0% | 30% | 30% | 97% | 0% | 0% | 0% | 0% | 0% | 0% | 0% | 0% | 0%
LV Generation Intermittent no RP charge | 0% | 0% | 0% | 0% | 0% | 0% | 30% | 30% | 97% | 0% | 0% | 0% | 0% | 0% | 0% | 0% | 0% | 0%
LV Generation Non-Intermittent | 0% | 0% | 0% | 0% | 0% | 0% | 30% | 30% | 97% | 0% | 0% | 0% | 0% | 0% | 0% | 0% | 0% | 0%
LV Generation Non-Intermittent no RP charge | 0% | 0% | 0% | 0% | 0% | 0% | 30% | 30% | 97% | 0% | 0% | 0% | 0% | 0% | 0% | 0% | 0% | 0%
LV Sub Generation Intermittent | 0% | 0% | 0% | 0% | 0% | 0% | 30% | 97% | 0% | 0% | 0% | 0% | 0% | 0% | 0% | 0% | 0% | 0%
LV Sub Generation Intermittent no RP charge | 0% | 0% | 0% | 0% | 0% | 0% | 30% | 97% | 0% | 0% | 0% | 0% | 0% | 0% | 0% | 0% | 0% | 0%
LV Sub Generation Non-Intermittent | 0% | 0% | 0% | 0% | 0% | 0% | 30% | 97% | 0% | 0% | 0% | 0% | 0% | 0% | 0% | 0% | 0% | 0%
LV Sub Generation Non-Intermittent no RP charge | 0% | 0% | 0% | 0% | 0% | 0% | 30% | 97% | 0% | 0% | 0% | 0% | 0% | 0% | 0% | 0% | 0% | 0%
HV Generation Intermittent | 0% | 0% | 0% | 0% | 57% | 0% | 91% | 0% | 0% | 0% | 0% | 0% | 0% | 0% | 0% | 0% | 0% | 0%
HV Generation Intermittent no RP charge | 0% | 0% | 0% | 0% | 57% | 0% | 91% | 0% | 0% | 0% | 0% | 0% | 0% | 0% | 0% | 0% | 0% | 0%
HV Generation Non-Intermittent | 0% | 0% | 0% | 0% | 57% | 0% | 91% | 0% | 0% | 0% | 0% | 0% | 0% | 0% | 0% | 0% | 0% | 0%
HV Generation Non-Intermittent no RP charge | 0% | 0% | 0% | 0% | 57% | 0% | 91% | 0% | 0% | 0% | 0% | 0% | 0% | 0% | 0% | 0% | 0% | 0%

## Yard
Yardsticks for Electricity North West Limited in 2018/19 (Version 1)
This sheet calculates average p/kWh and p/kW/day charges that would apply if no costs were recovered through capacity or fixed charges.
2901. Unit cost at each level, £/kW/year (relative to system simultaneous maximum load)
Data sources:
x1 = 2109. Network model annuity by simultaneous maximum load for each network level (£/kW/year)
x2 = 2710. Unit operating expenditure based on simultaneous maximum load (£/kW/year)
Combine tables = x1 or x2
| GSPs | Assets 132kV | Assets 132kV/EHV | Assets EHV | Assets EHV/HV | Assets 132kV/HV | Assets HV | Assets HV/LV | Assets LV circuits | Transmission exit | Operating 132kV | Operating 132kV/EHV | Operating EHV | Operating EHV/HV | Operating 132kV/HV | Operating HV | Operating HV/LV | Operating LV circuits
Unit cost at each level, £/kW/year (relative to system simultaneous maximum load) |  | 10.5292 | 4.1851 | 10.633 | 6.7432 | 0 | 12.3839 | 11.3898 | 6.6118 | 5.4559 | 3.9568 | 1.5727 | 3.9958 | 2.534 | 0 | 4.6538 | 4.2802 | 2.4847
2902. Pay-as-you-go yardstick unit costs by charging level (p/kWh)
Data sources:
x1 = 2901. Unit cost at each level, £/kW/year (relative to system simultaneous maximum load)
x2 = 2302. Load coefficient
x3 = 2012. Loss adjustment factors between end user meter reading and each network level, scaled by network use
x4 = 2804. Proportion of annual charge covered by contributions (for all charging levels)
x5 = 1010. Days in the charging year (in Financial and general assumptions)
Calculation =x1*x2*x3*(1-x4)/(24*x5)*100
| GSPs | Assets 132kV | Assets 132kV/EHV | Assets EHV | Assets EHV/HV | Assets 132kV/HV | Assets HV | Assets HV/LV | Assets LV circuits | Transmission exit | Operating 132kV | Operating 132kV/EHV | Operating EHV | Operating EHV/HV | Operating 132kV/HV | Operating HV | Operating HV/LV | Operating LV circuits
Domestic Unrestricted | 0 | 0.26705 | 0.10563 | 0.26673 | 0.16826 | 0 | 0.21383 | 0.19414 | 0.0046124 | 0.13975 | 0.10036 | 0.039696 | 0.10024 | 0.063229 | 0 | 0.11479 | 0.10422 | 0.057776
Domestic Two Rate | 0 | 0.16163 | 0.063933 | 0.16143 | 0.10183 | 0 | 0.12941 | 0.1175 | 0.0027915 | 0.084582 | 0.060738 | 0.024025 | 0.060665 | 0.038268 | 0 | 0.069475 | 0.063078 | 0.034968
Domestic Off Peak (related MPAN) | 0 | 0 | 0 | 0 | 0 | 0 | 0 | 0 | 0 | 0 | 0 | 0 | 0 | 0 | 0 | 0 | 0 | 0
Small Non Domestic Unrestricted | 0 | 0.21223 | 0.08395 | 0.21198 | 0.13372 | 0 | 0.16993 | 0.15429 | 0.0036656 | 0.11106 | 0.079755 | 0.031548 | 0.07966 | 0.05025 | 0 | 0.091227 | 0.082827 | 0.045916
Small Non Domestic Two Rate | 0 | 0.16753 | 0.066268 | 0.16733 | 0.10555 | 0 | 0.13414 | 0.12179 | 0.0028935 | 0.087671 | 0.062957 | 0.024903 | 0.062881 | 0.039666 | 0 | 0.072012 | 0.065382 | 0.036245
Small Non Domestic Off Peak (related MPAN) | 0 | 0 | 0 | 0 | 0 | 0 | 0 | 0 | 0 | 0 | 0 | 0 | 0 | 0 | 0 | 0 | 0 | 0
LV Medium Non-Domestic | 0 | 0.18966 | 0.07502 | 0.18943 | 0.11949 | 0 | 0.15186 | 0.13787 | 0.0032756 | 0.09925 | 0.071271 | 0.028192 | 0.071186 | 0.044904 | 0 | 0.081523 | 0.074017 | 0.041032
LV Sub Medium Non-Domestic | 0 | 0.18178 | 0.071904 | 0.18156 | 0.11453 | 0 | 0.14555 | 0.0056634 | 0 | 0.095127 | 0.068311 | 0.027021 | 0.068229 | 0.043039 | 0 | 0.078137 | 0.070942 | 0
HV Medium Non-Domestic | 0 | 0.17429 | 0.068941 | 0.17408 | 0.047219 | 0 | 0.017942 | 0 | 0 | 0.091208 | 0.065496 | 0.025907 | 0.065418 | 0.041266 | 0 | 0.074917 | 0 | 0
LV Network Domestic | 0 | 0.26705 | 0.10563 | 0.26673 | 0.16826 | 0 | 0.21383 | 0.19414 | 0.0046124 | 0.13975 | 0.10036 | 0.039696 | 0.10024 | 0.063229 | 0 | 0.11479 | 0.10422 | 0.057776
LV Network Non-Domestic Non-CT | 0 | 0.21223 | 0.08395 | 0.21198 | 0.13372 | 0 | 0.16993 | 0.15429 | 0.0036656 | 0.11106 | 0.079755 | 0.031548 | 0.07966 | 0.05025 | 0 | 0.091227 | 0.082827 | 0.045916
LV HH Metered | 0 | 0.18638 | 0.073723 | 0.18616 | 0.11743 | 0 | 0.14923 | 0.13549 | 0.003219 | 0.097534 | 0.070039 | 0.027704 | 0.069955 | 0.044128 | 0 | 0.080114 | 0.072737 | 0.040323
LV Sub HH Metered | 0 | 0.17015 | 0.067305 | 0.16995 | 0.1072 | 0 | 0.13624 | 0.0053012 | 0 | 0.089043 | 0.063942 | 0.025293 | 0.063865 | 0.040287 | 0 | 0.073139 | 0.066405 | 0
HV HH Metered | 0 | 0.14575 | 0.057651 | 0.14557 | 0.039486 | 0 | 0.015004 | 0 | 0 | 0.076271 | 0.05477 | 0.021665 | 0.054705 | 0.034508 | 0 | 0.062649 | 0 | 0
NHH UMS category A | 0 | 0.1311 | 0.051858 | 0.13095 | 0.082601 | 0 | 0.10497 | 0.095307 | 0.0022643 | 0.068608 | 0.049267 | 0.019488 | 0.049208 | 0.031041 | 0 | 0.056354 | 0.051165 | 0.028364
NHH UMS category B | 0 | 0.27693 | 0.10954 | 0.2766 | 0.17448 | 0 | 0.22174 | 0.20132 | 0.004783 | 0.14492 | 0.10407 | 0.041165 | 0.10394 | 0.065569 | 0 | 0.11904 | 0.10808 | 0.059914
NHH UMS category C | 0 | 0.50816 | 0.20101 | 0.50756 | 0.32017 | 0 | 0.40688 | 0.36942 | 0.0087767 | 0.26593 | 0.19096 | 0.075536 | 0.19073 | 0.12032 | 0 | 0.21843 | 0.19832 | 0.10994
NHH UMS category D | 0 | 0 | 0 | 0 | 0 | 0 | 0 | 0 | 0 | 0 | 0 | 0 | 0 | 0 | 0 | 0 | 0 | 0
LV UMS (Pseudo HH Metered) | 0 | 0.26912 | 0.10645 | 0.2688 | 0.16956 | 0 | 0.21548 | 0.19564 | 0.0046481 | 0.14083 | 0.10113 | 0.040004 | 0.10101 | 0.063719 | 0 | 0.11568 | 0.10503 | 0.058224
LV Generation NHH or Aggregate HH | 0 | -0.1311 | -0.051858 | -0.13095 | -0.082601 | 0 | -0.10497 | -0.095307 | 0 | -0.068608 | -0.049267 | -0.019488 | -0.049208 | -0.031041 | 0 | -0.056354 | -0.051165 | 0
LV Sub Generation NHH | 0 | -0.1252 | -0.049523 | -0.12505 | -0.078881 | 0 | -0.10025 | 0 | 0 | -0.065518 | -0.047048 | -0.01861 | -0.046992 | -0.029643 | 0 | -0.053816 | 0 | 0
LV Generation Intermittent | 0 | -0.1311 | -0.051858 | -0.13095 | -0.082601 | 0 | -0.10497 | -0.095307 | 0 | -0.068608 | -0.049267 | -0.019488 | -0.049208 | -0.031041 | 0 | -0.056354 | -0.051165 | 0
LV Generation Intermittent no RP charge | 0 | -0.1311 | -0.051858 | -0.13095 | -0.082601 | 0 | -0.10497 | -0.095307 | 0 | -0.068608 | -0.049267 | -0.019488 | -0.049208 | -0.031041 | 0 | -0.056354 | -0.051165 | 0
LV Generation Non-Intermittent | 0 | -0.1311 | -0.051858 | -0.13095 | -0.082601 | 0 | -0.10497 | -0.095307 | 0 | -0.068608 | -0.049267 | -0.019488 | -0.049208 | -0.031041 | 0 | -0.056354 | -0.051165 | 0
LV Generation Non-Intermittent no RP charge | 0 | -0.1311 | -0.051858 | -0.13095 | -0.082601 | 0 | -0.10497 | -0.095307 | 0 | -0.068608 | -0.049267 | -0.019488 | -0.049208 | -0.031041 | 0 | -0.056354 | -0.051165 | 0
LV Sub Generation Intermittent | 0 | -0.1252 | -0.049523 | -0.12505 | -0.078881 | 0 | -0.10025 | 0 | 0 | -0.065518 | -0.047048 | -0.01861 | -0.046992 | -0.029643 | 0 | -0.053816 | 0 | 0
LV Sub Generation Intermittent no RP charge | 0 | -0.1252 | -0.049523 | -0.12505 | -0.078881 | 0 | -0.10025 | 0 | 0 | -0.065518 | -0.047048 | -0.01861 | -0.046992 | -0.029643 | 0 | -0.053816 | 0 | 0
LV Sub Generation Non-Intermittent | 0 | -0.1252 | -0.049523 | -0.12505 | -0.078881 | 0 | -0.10025 | 0 | 0 | -0.065518 | -0.047048 | -0.01861 | -0.046992 | -0.029643 | 0 | -0.053816 | 0 | 0
LV Sub Generation Non-Intermittent no RP charge | 0 | -0.1252 | -0.049523 | -0.12505 | -0.078881 | 0 | -0.10025 | 0 | 0 | -0.065518 | -0.047048 | -0.01861 | -0.046992 | -0.029643 | 0 | -0.053816 | 0 | 0
HV Generation Intermittent | 0 | -0.12359 | -0.048887 | -0.12344 | -0.033484 | 0 | 0 | 0 | 0 | -0.064677 | -0.046445 | -0.018371 | -0.046389 | -0.029262 | 0 | 0 | 0 | 0
HV Generation Intermittent no RP charge | 0 | -0.12359 | -0.048887 | -0.12344 | -0.033484 | 0 | 0 | 0 | 0 | -0.064677 | -0.046445 | -0.018371 | -0.046389 | -0.029262 | 0 | 0 | 0 | 0
HV Generation Non-Intermittent | 0 | -0.12359 | -0.048887 | -0.12344 | -0.033484 | 0 | 0 | 0 | 0 | -0.064677 | -0.046445 | -0.018371 | -0.046389 | -0.029262 | 0 | 0 | 0 | 0
HV Generation Non-Intermittent no RP charge | 0 | -0.12359 | -0.048887 | -0.12344 | -0.033484 | 0 | 0 | 0 | 0 | -0.064677 | -0.046445 | -0.018371 | -0.046389 | -0.029262 | 0 | 0 | 0 | 0
2903. Contributions to pay-as-you-go unit rate 1 (p/kWh)
Data sources:
x1 = 2460. Unit rate 1 pseudo load coefficient by network level (combined)
x2 = 2901. Unit cost at each level, £/kW/year (relative to system simultaneous maximum load)
x3 = 2012. Loss adjustment factors between end user meter reading and each network level, scaled by network use
x4 = 2804. Proportion of annual charge covered by contributions (for all charging levels)
x5 = 1010. Days in the charging year (in Financial and general assumptions)
Calculation =x1*x2*x3*(1-x4)*100/(24*x5)
| GSPs | Assets 132kV | Assets 132kV/EHV | Assets EHV | Assets EHV/HV | Assets 132kV/HV | Assets HV | Assets HV/LV | Assets LV circuits | Transmission exit | Operating 132kV | Operating 132kV/EHV | Operating EHV | Operating EHV/HV | Operating 132kV/HV | Operating HV | Operating HV/LV | Operating LV circuits
Domestic Unrestricted | 0 | 0.24597 | 0.097295 | 0.24042 | 0.15166 | 0 | 0.19273 | 0.17499 | 0.0041574 | 0.13601 | 0.092434 | 0.036563 | 0.090347 | 0.056991 | 0 | 0.10347 | 0.09394 | 0.052077
Domestic Two Rate | 0 | 0.29377 | 0.1162 | 0.28644 | 0.18069 | 0 | 0.22962 | 0.20848 | 0.0049532 | 0.16382 | 0.1104 | 0.043668 | 0.10764 | 0.067901 | 0 | 0.12327 | 0.11192 | 0.062045
Domestic Off Peak (related MPAN) | 0 | 0.031972 | 0.012647 | 0.035965 | 0.022687 | 0 | 0.028832 | 0.026177 | 0.00062192 | 0.0079032 | 0.012015 | 0.0047525 | 0.013515 | 0.0085256 | 0 | 0.015478 | 0.014053 | 0.0077904
Small Non Domestic Unrestricted | 0 | 0.21884 | 0.086562 | 0.2234 | 0.14092 | 0 | 0.17909 | 0.1626 | 0.0038631 | 0.11374 | 0.082237 | 0.032529 | 0.083952 | 0.052957 | 0 | 0.096143 | 0.08729 | 0.04839
Small Non Domestic Two Rate | 0 | 0.22899 | 0.090579 | 0.23156 | 0.14607 | 0 | 0.18563 | 0.16854 | 0.0040042 | 0.12153 | 0.086053 | 0.034039 | 0.087019 | 0.054892 | 0 | 0.099655 | 0.090479 | 0.050158
Small Non Domestic Off Peak (related MPAN) | 0 | 0.02441 | 0.0096554 | 0.02722 | 0.017171 | 0 | 0.021821 | 0.019812 | 0.0004707 | 0.0043219 | 0.0091729 | 0.0036284 | 0.010229 | 0.0064526 | 0 | 0.011715 | 0.010636 | 0.0058961
LV Medium Non-Domestic | 0 | 0.23232 | 0.091895 | 0.2337 | 0.14742 | 0 | 0.18735 | 0.1701 | 0.0040412 | 0.12493 | 0.087303 | 0.034533 | 0.087824 | 0.0554 | 0 | 0.10058 | 0.091316 | 0.050622
LV Sub Medium Non-Domestic | 0 | 0.22287 | 0.088159 | 0.22443 | 0.14157 | 0 | 0.17991 | 0.0070006 | 0 | 0.11957 | 0.083754 | 0.033129 | 0.084338 | 0.053201 | 0 | 0.096585 | 0.087692 | 0
HV Medium Non-Domestic | 0 | 0.2214 | 0.087577 | 0.22371 | 0.06068 | 0 | 0.023058 | 0 | 0 | 0.11817 | 0.083201 | 0.032911 | 0.084068 | 0.053031 | 0 | 0.096276 | 0 | 0
LV Network Domestic | 0 | 1.4302 | 0.56572 | 1.2166 | 0.76745 | 0 | 0.97531 | 0.8855 | 0.021038 | 0.97532 | 0.53745 | 0.21259 | 0.4572 | 0.2884 | 0 | 0.52359 | 0.47538 | 0.26353
LV Network Non-Domestic Non-CT | 0 | 1.2926 | 0.5113 | 1.0996 | 0.69362 | 0 | 0.88147 | 0.80031 | 0.019014 | 0.88217 | 0.48575 | 0.19214 | 0.41321 | 0.26065 | 0 | 0.47321 | 0.42964 | 0.23818
LV HH Metered | 0 | 1.146 | 0.45332 | 0.97489 | 0.61496 | 0 | 0.78152 | 0.70956 | 0.016858 | 0.78188 | 0.43067 | 0.17035 | 0.36635 | 0.2311 | 0 | 0.41955 | 0.38092 | 0.21117
LV Sub HH Metered | 0 | 1.0891 | 0.43082 | 0.9265 | 0.58444 | 0 | 0.74273 | 0.0289 | 0 | 0.74308 | 0.40929 | 0.1619 | 0.34817 | 0.21963 | 0 | 0.39873 | 0.36201 | 0
HV HH Metered | 0 | 0.97806 | 0.38688 | 0.83201 | 0.22568 | 0 | 0.085754 | 0 | 0 | 0.66729 | 0.36755 | 0.14539 | 0.31266 | 0.19723 | 0 | 0.35806 | 0 | 0
NHH UMS category A | 0 | 0.1569 | 0.062061 | 0.15699 | 0.09903 | 0 | 0.12585 | 0.11426 | 0.0027147 | 0.08176 | 0.05896 | 0.023322 | 0.058996 | 0.037215 | 0 | 0.067563 | 0.061342 | 0.034005
NHH UMS category B | 0 | 0.1951 | 0.077175 | 0.1745 | 0.11008 | 0 | 0.13989 | 0.12701 | 0.0030175 | 0.12341 | 0.073319 | 0.029002 | 0.065577 | 0.041366 | 0 | 0.075099 | 0.068184 | 0.037799
NHH UMS category C | 0 | 0.35504 | 0.14044 | 0.31475 | 0.19855 | 0 | 0.25232 | 0.22909 | 0.0054427 | 0.23474 | 0.13342 | 0.052776 | 0.11828 | 0.074611 | 0 | 0.13546 | 0.12298 | 0.068177
NHH UMS category D | 0 | 0.13919 | 0.055055 | 0.15427 | 0.097313 | 0 | 0.12367 | 0.11228 | 0.0026676 | 0.057376 | 0.052304 | 0.020689 | 0.057973 | 0.03657 | 0 | 0.066391 | 0.060278 | 0.033416
LV UMS (Pseudo HH Metered) | 0 | 3.3242 | 1.3149 | 2.8245 | 1.7817 | 0 | 2.2642 | 2.0557 | 0.048841 | 2.3898 | 1.2492 | 0.49412 | 1.0614 | 0.66954 | 0 | 1.2155 | 1.1036 | 0.6118
LV Generation Non-Intermittent | 0 | -0.99067 | -0.39186 | -0.84273 | -0.5316 | 0 | -0.67558 | -0.61337 | 0 | -0.67589 | -0.37228 | -0.14726 | -0.31669 | -0.19977 | 0 | -0.36268 | -0.32928 | 0
LV Generation Non-Intermittent no RP charge | 0 | -0.99067 | -0.39186 | -0.84273 | -0.5316 | 0 | -0.67558 | -0.61337 | 0 | -0.67589 | -0.37228 | -0.14726 | -0.31669 | -0.19977 | 0 | -0.36268 | -0.32928 | 0
LV Sub Generation Non-Intermittent | 0 | -0.94605 | -0.37422 | -0.80478 | -0.50766 | 0 | -0.64515 | 0 | 0 | -0.64545 | -0.35552 | -0.14063 | -0.30243 | -0.19077 | 0 | -0.34635 | 0 | 0
LV Sub Generation Non-Intermittent no RP charge | 0 | -0.94605 | -0.37422 | -0.80478 | -0.50766 | 0 | -0.64515 | 0 | 0 | -0.64545 | -0.35552 | -0.14063 | -0.30243 | -0.19077 | 0 | -0.34635 | 0 | 0
HV Generation Non-Intermittent | 0 | -0.93391 | -0.36941 | -0.79445 | -0.21549 | 0 | 0 | 0 | 0 | -0.63717 | -0.35096 | -0.13882 | -0.29855 | -0.18832 | 0 | 0 | 0 | 0
HV Generation Non-Intermittent no RP charge | 0 | -0.93391 | -0.36941 | -0.79445 | -0.21549 | 0 | 0 | 0 | 0 | -0.63717 | -0.35096 | -0.13882 | -0.29855 | -0.18832 | 0 | 0 | 0 | 0
2904. Contributions to pay-as-you-go unit rate 2 (p/kWh)
Data sources:
x1 = 2461. Unit rate 2 pseudo load coefficient by network level (combined)
x2 = 2901. Unit cost at each level, £/kW/year (relative to system simultaneous maximum load)
x3 = 2012. Loss adjustment factors between end user meter reading and each network level, scaled by network use
x4 = 2804. Proportion of annual charge covered by contributions (for all charging levels)
x5 = 1010. Days in the charging year (in Financial and general assumptions)
Calculation =x1*x2*x3*(1-x4)*100/(24*x5)
| GSPs | Assets 132kV | Assets 132kV/EHV | Assets EHV | Assets EHV/HV | Assets 132kV/HV | Assets HV | Assets HV/LV | Assets LV circuits | Transmission exit | Operating 132kV | Operating 132kV/EHV | Operating EHV | Operating EHV/HV | Operating 132kV/HV | Operating HV | Operating HV/LV | Operating LV circuits
Domestic Two Rate | 0 | 0.028357 | 0.011217 | 0.029667 | 0.018714 | 0 | 0.023783 | 0.021593 | 0.00051301 | 0.0030846 | 0.010656 | 0.0042151 | 0.011149 | 0.0070326 | 0 | 0.012768 | 0.011592 | 0.0064261
Small Non Domestic Two Rate | 0 | 0.022507 | 0.0089029 | 0.023546 | 0.014853 | 0 | 0.018876 | 0.017138 | 0.00040716 | 0.0024484 | 0.008458 | 0.0033456 | 0.0088484 | 0.0055816 | 0 | 0.010133 | 0.0092002 | 0.0051003
LV Medium Non-Domestic | 0 | 0.02112 | 0.0083543 | 0.022096 | 0.013938 | 0 | 0.017713 | 0.016082 | 0.00038209 | 0.0022974 | 0.0079368 | 0.0031395 | 0.0083036 | 0.0052379 | 0 | 0.0095094 | 0.0086338 | 0.0047862
LV Sub Medium Non-Domestic | 0 | 0.020534 | 0.0081224 | 0.021483 | 0.013552 | 0 | 0.017222 | 0.00067012 | 0 | 0.0022337 | 0.0077166 | 0.0030523 | 0.0080732 | 0.0050926 | 0 | 0.0092455 | 0.0083942 | 0
HV Medium Non-Domestic | 0 | 0.020537 | 0.0081234 | 0.021486 | 0.0058279 | 0 | 0.0022145 | 0 | 0 | 0.0022339 | 0.0077175 | 0.0030527 | 0.0080741 | 0.0050932 | 0 | 0.0092466 | 0 | 0
LV Network Domestic | 0 | 0.15941 | 0.063054 | 0.22204 | 0.14006 | 0 | 0.178 | 0.16161 | 0.0038395 | 0.036154 | 0.059904 | 0.023695 | 0.083439 | 0.052634 | 0 | 0.095556 | 0.086757 | 0.048095
LV Network Non-Domestic Non-CT | 0 | 0.14407 | 0.056989 | 0.20067 | 0.12659 | 0 | 0.16087 | 0.14606 | 0.0034701 | 0.032702 | 0.054141 | 0.021416 | 0.075412 | 0.04757 | 0 | 0.086362 | 0.07841 | 0.043468
LV HH Metered | 0 | 0.12773 | 0.050526 | 0.17792 | 0.11223 | 0 | 0.14263 | 0.1295 | 0.0030766 | 0.028984 | 0.048001 | 0.018987 | 0.06686 | 0.042176 | 0 | 0.076569 | 0.069519 | 0.038538
LV Sub HH Metered | 0 | 0.12139 | 0.048018 | 0.16909 | 0.10666 | 0 | 0.13555 | 0.0052743 | 0 | 0.027545 | 0.045619 | 0.018045 | 0.063542 | 0.040082 | 0 | 0.072769 | 0.066068 | 0
HV HH Metered | 0 | 0.10901 | 0.043121 | 0.15184 | 0.041187 | 0 | 0.01565 | 0 | 0 | 0.024736 | 0.040966 | 0.016204 | 0.057061 | 0.035994 | 0 | 0.065347 | 0 | 0
LV UMS (Pseudo HH Metered) | 0 | 0.13194 | 0.05219 | 0.17247 | 0.10879 | 0 | 0.13826 | 0.12553 | 0.0029823 | 0.029225 | 0.049582 | 0.019612 | 0.064811 | 0.040883 | 0 | 0.074222 | 0.067388 | 0.037357
LV Generation Non-Intermittent | 0 | -0.11042 | -0.043677 | -0.1538 | -0.097018 | 0 | -0.12329 | -0.11194 | 0 | -0.025055 | -0.041494 | -0.016413 | -0.057797 | -0.036458 | 0 | -0.066189 | -0.060095 | 0
LV Generation Non-Intermittent no RP charge | 0 | -0.11042 | -0.043677 | -0.1538 | -0.097018 | 0 | -0.12329 | -0.11194 | 0 | -0.025055 | -0.041494 | -0.016413 | -0.057797 | -0.036458 | 0 | -0.066189 | -0.060095 | 0
LV Sub Generation Non-Intermittent | 0 | -0.10545 | -0.04171 | -0.14687 | -0.092648 | 0 | -0.11774 | 0 | 0 | -0.023926 | -0.039626 | -0.015674 | -0.055194 | -0.034816 | 0 | -0.063209 | 0 | 0
LV Sub Generation Non-Intermittent no RP charge | 0 | -0.10545 | -0.04171 | -0.14687 | -0.092648 | 0 | -0.11774 | 0 | 0 | -0.023926 | -0.039626 | -0.015674 | -0.055194 | -0.034816 | 0 | -0.063209 | 0 | 0
HV Generation Non-Intermittent | 0 | -0.10409 | -0.041174 | -0.14499 | -0.039327 | 0 | 0 | 0 | 0 | -0.023619 | -0.039117 | -0.015473 | -0.054485 | -0.03437 | 0 | 0 | 0 | 0
HV Generation Non-Intermittent no RP charge | 0 | -0.10409 | -0.041174 | -0.14499 | -0.039327 | 0 | 0 | 0 | 0 | -0.023619 | -0.039117 | -0.015473 | -0.054485 | -0.03437 | 0 | 0 | 0 | 0
2905. Contributions to pay-as-you-go unit rate 3 (p/kWh)
Data sources:
x1 = 2462. Unit rate 3 pseudo load coefficient by network level (combined)
x2 = 2901. Unit cost at each level, £/kW/year (relative to system simultaneous maximum load)
x3 = 2012. Loss adjustment factors between end user meter reading and each network level, scaled by network use
x4 = 2804. Proportion of annual charge covered by contributions (for all charging levels)
x5 = 1010. Days in the charging year (in Financial and general assumptions)
Calculation =x1*x2*x3*(1-x4)*100/(24*x5)
| GSPs | Assets 132kV | Assets 132kV/EHV | Assets EHV | Assets EHV/HV | Assets 132kV/HV | Assets HV | Assets HV/LV | Assets LV circuits | Transmission exit | Operating 132kV | Operating 132kV/EHV | Operating EHV | Operating EHV/HV | Operating 132kV/HV | Operating HV | Operating HV/LV | Operating LV circuits
LV Network Domestic | 0 | 0.025652 | 0.010147 | 0.026838 | 0.01693 | 0 | 0.021515 | 0.019534 | 0.00046409 | 0.0027892 | 0.00964 | 0.0038131 | 0.010086 | 0.006362 | 0 | 0.01155 | 0.010487 | 0.0058133
LV Network Non-Domestic Non-CT | 0 | 0.023185 | 0.0091709 | 0.024256 | 0.015301 | 0 | 0.019445 | 0.017654 | 0.00041944 | 0.0025228 | 0.0087127 | 0.0034463 | 0.0091152 | 0.0057499 | 0 | 0.010439 | 0.0094776 | 0.005254
LV HH Metered | 0 | 0.020556 | 0.0081309 | 0.021506 | 0.013566 | 0 | 0.01724 | 0.015652 | 0.00037188 | 0.002236 | 0.0077246 | 0.0030555 | 0.0080816 | 0.0050979 | 0 | 0.0092551 | 0.0084029 | 0.0046582
LV Sub HH Metered | 0 | 0.019535 | 0.0077273 | 0.020438 | 0.012892 | 0 | 0.016384 | 0.00063752 | 0 | 0.002125 | 0.0073412 | 0.0029039 | 0.0076805 | 0.0048449 | 0 | 0.0087958 | 0.0079858 | 0
HV HH Metered | 0 | 0.017543 | 0.0069392 | 0.018354 | 0.0049784 | 0 | 0.0018917 | 0 | 0 | 0.0019083 | 0.0065925 | 0.0026077 | 0.0068972 | 0.0043507 | 0 | 0.0078987 | 0 | 0
LV UMS (Pseudo HH Metered) | 0 | 0.021448 | 0.0084839 | 0.022439 | 0.014155 | 0 | 0.017988 | 0.016332 | 0.00038802 | 0.0023331 | 0.0080599 | 0.0031882 | 0.0084324 | 0.0053192 | 0 | 0.0096569 | 0.0087677 | 0.0048605
LV Generation Non-Intermittent | 0 | -0.017769 | -0.0070287 | -0.01859 | -0.011727 | 0 | -0.014903 | -0.013531 | 0 | -0.0019329 | -0.0066775 | -0.0026413 | -0.006986 | -0.0044068 | 0 | -0.0080005 | -0.0072638 | 0
LV Generation Non-Intermittent no RP charge | 0 | -0.017769 | -0.0070287 | -0.01859 | -0.011727 | 0 | -0.014903 | -0.013531 | 0 | -0.0019329 | -0.0066775 | -0.0026413 | -0.006986 | -0.0044068 | 0 | -0.0080005 | -0.0072638 | 0
LV Sub Generation Non-Intermittent | 0 | -0.016969 | -0.0067121 | -0.017753 | -0.011199 | 0 | -0.014232 | 0 | 0 | -0.0018458 | -0.0063767 | -0.0025224 | -0.0066714 | -0.0042084 | 0 | -0.0076402 | 0 | 0
LV Sub Generation Non-Intermittent no RP charge | 0 | -0.016969 | -0.0067121 | -0.017753 | -0.011199 | 0 | -0.014232 | 0 | 0 | -0.0018458 | -0.0063767 | -0.0025224 | -0.0066714 | -0.0042084 | 0 | -0.0076402 | 0 | 0
HV Generation Non-Intermittent | 0 | -0.016751 | -0.006626 | -0.017525 | -0.0047536 | 0 | 0 | 0 | 0 | -0.0018221 | -0.0062949 | -0.00249 | -0.0065858 | -0.0041543 | 0 | 0 | 0 | 0
HV Generation Non-Intermittent no RP charge | 0 | -0.016751 | -0.006626 | -0.017525 | -0.0047536 | 0 | 0 | 0 | 0 | -0.0018221 | -0.0062949 | -0.00249 | -0.0065858 | -0.0041543 | 0 | 0 | 0 | 0

## Standing
Allocation to standing charges for Electricity North West Limited in 2018/19 (Version 1)
This sheet reallocates some costs from unit charges to fixed or capacity charges, for demand users only.
3001. Costs based on aggregate maximum load (£/kW/year)
Data sources:
x1 = 2901. Unit cost at each level, £/kW/year (relative to system simultaneous maximum load)
x2 = 2612. Diversity allowances (including calculated LV value)
Calculation =x1/(1+x2)
| GSPs | Assets 132kV | Assets 132kV/EHV | Assets EHV | Assets EHV/HV | Assets 132kV/HV | Assets HV | Assets HV/LV | Assets LV circuits | Transmission exit | Operating 132kV | Operating 132kV/EHV | Operating EHV | Operating EHV/HV | Operating 132kV/HV | Operating HV | Operating HV/LV | Operating LV circuits
Costs based on aggregate maximum load (£/kW/year) | 0 | 9.4625 | 3.7612 | 8.8269 | 5.5978 | 0 | 9.1851 | 8.4477 | 3.7039 | 5.1687 | 3.5559 | 1.4134 | 3.3171 | 2.1036 | 0 | 3.4517 | 3.1746 | 1.3919
3002. Capacity elements p/kVA/day
This calculation uses aggregate maximum load and no coincidence factor.
Data sources:
x1 = 2602. Standing charges factors adapted to use 132kV/HV
x2 = 2012. Loss adjustment factors between end user meter reading and each network level, scaled by network use
x3 = 3001. Costs based on aggregate maximum load (£/kW/year)
x4 = 1010. Power factor for all flows in the network model (in Financial and general assumptions)
x5 = 1010. Days in the charging year (in Financial and general assumptions)
x6 = 2804. Proportion of annual charge covered by contributions (for all charging levels)
Calculation =100*x1*x2*x3*x4/x5*(1-x6)
| GSPs | Assets 132kV | Assets 132kV/EHV | Assets EHV | Assets EHV/HV | Assets 132kV/HV | Assets HV | Assets HV/LV | Assets LV circuits | Transmission exit | Operating 132kV | Operating 132kV/EHV | Operating EHV | Operating EHV/HV | Operating 132kV/HV | Operating HV | Operating HV/LV | Operating LV circuits
Domestic Unrestricted | 0 | 0 | 0 | 0 | 0 | 0 | 0 | 0 | 0.028921 | 0 | 0 | 0 | 0 | 0 | 0 | 0 | 0 | 0.36227
Domestic Two Rate | 0 | 0 | 0 | 0 | 0 | 0 | 0 | 0 | 0.028921 | 0 | 0 | 0 | 0 | 0 | 0 | 0 | 0 | 0.36227
Domestic Off Peak (related MPAN) | 0 | 0 | 0 | 0 | 0 | 0 | 0 | 0 | 0.028921 | 0 | 0 | 0 | 0 | 0 | 0 | 0 | 0 | 0.36227
Small Non Domestic Unrestricted | 0 | 0 | 0 | 0 | 0 | 0 | 0 | 0 | 0.028921 | 0 | 0 | 0 | 0 | 0 | 0 | 0 | 0 | 0.36227
Small Non Domestic Two Rate | 0 | 0 | 0 | 0 | 0 | 0 | 0 | 0 | 0.028921 | 0 | 0 | 0 | 0 | 0 | 0 | 0 | 0 | 0.36227
Small Non Domestic Off Peak (related MPAN) | 0 | 0 | 0 | 0 | 0 | 0 | 0 | 0 | 0.028921 | 0 | 0 | 0 | 0 | 0 | 0 | 0 | 0 | 0.36227
LV Medium Non-Domestic | 0 | 0 | 0 | 0 | 0 | 0 | 0 | 0 | 0.028921 | 0 | 0 | 0 | 0 | 0 | 0 | 0 | 0 | 0.36227
LV Sub Medium Non-Domestic | 0 | 0 | 0 | 0 | 0 | 0 | 0 | 0.065962 | 0 | 0 | 0 | 0 | 0 | 0 | 0 | 0 | 0.82626 | 0
HV Medium Non-Domestic | 0 | 0 | 0 | 0.46729 | 0.63375 | 0 | 0.21516 | 0 | 0 | 0 | 0 | 0 | 0.1756 | 0.55386 | 0 | 0.89838 | 0 | 0
LV Network Domestic | 0 | 0 | 0 | 0 | 0 | 0 | 0 | 0 | 0.028921 | 0 | 0 | 0 | 0 | 0 | 0 | 0 | 0 | 0.36227
LV Network Non-Domestic Non-CT | 0 | 0 | 0 | 0 | 0 | 0 | 0 | 0 | 0.028921 | 0 | 0 | 0 | 0 | 0 | 0 | 0 | 0 | 0.36227
LV HH Metered | 0 | 0 | 0 | 0 | 0 | 0 | 0.35503 | 1.6117 | 0.028921 | 0 | 0 | 0 | 0 | 0 | 0 | 0.1906 | 0.86523 | 0.36227
LV Sub HH Metered | 0 | 0 | 0 | 0 | 0 | 0 | 1.6952 | 0.065962 | 0 | 0 | 0 | 0 | 0 | 0 | 0 | 0.91006 | 0.82626 | 0
HV HH Metered | 0 | 0 | 0 | 0.46729 | 0.63375 | 0 | 0.21516 | 0 | 0 | 0 | 0 | 0 | 0.1756 | 0.55386 | 0 | 0.89838 | 0 | 0
NHH UMS category A | 0 | 0 | 0 | 0 | 0 | 0 | 0 | 0 | 0 | 0 | 0 | 0 | 0 | 0 | 0 | 0 | 0 | 0
NHH UMS category B | 0 | 0 | 0 | 0 | 0 | 0 | 0 | 0 | 0 | 0 | 0 | 0 | 0 | 0 | 0 | 0 | 0 | 0
NHH UMS category C | 0 | 0 | 0 | 0 | 0 | 0 | 0 | 0 | 0 | 0 | 0 | 0 | 0 | 0 | 0 | 0 | 0 | 0
NHH UMS category D | 0 | 0 | 0 | 0 | 0 | 0 | 0 | 0 | 0 | 0 | 0 | 0 | 0 | 0 | 0 | 0 | 0 | 0
LV UMS (Pseudo HH Metered) | 0 | 0 | 0 | 0 | 0 | 0 | 0 | 0 | 0 | 0 | 0 | 0 | 0 | 0 | 0 | 0 | 0 | 0
3003. Yardstick components p/kWh (taking account of standing charges)
Data sources:
x1 = 2602. Standing charges factors adapted to use 132kV/HV
x2 = 2902. Pay-as-you-go yardstick unit costs by charging level (p/kWh)
Calculation =(1-x1)*x2
| GSPs | Assets 132kV | Assets 132kV/EHV | Assets EHV | Assets EHV/HV | Assets 132kV/HV | Assets HV | Assets HV/LV | Assets LV circuits | Transmission exit | Operating 132kV | Operating 132kV/EHV | Operating EHV | Operating EHV/HV | Operating 132kV/HV | Operating HV | Operating HV/LV | Operating LV circuits
Domestic Unrestricted | 0 | 0.26705 | 0.10563 | 0.26673 | 0.16826 | 0 | 0.21383 | 0.19414 | 0 | 0.13975 | 0.10036 | 0.039696 | 0.10024 | 0.063229 | 0 | 0.11479 | 0.10422 | 0
Domestic Two Rate | 0 | 0.16163 | 0.063933 | 0.16143 | 0.10183 | 0 | 0.12941 | 0.1175 | 0 | 0.084582 | 0.060738 | 0.024025 | 0.060665 | 0.038268 | 0 | 0.069475 | 0.063078 | 0
Domestic Off Peak (related MPAN) | 0 | 0 | 0 | 0 | 0 | 0 | 0 | 0 | 0 | 0 | 0 | 0 | 0 | 0 | 0 | 0 | 0 | 0
Small Non Domestic Unrestricted | 0 | 0.21223 | 0.08395 | 0.21198 | 0.13372 | 0 | 0.16993 | 0.15429 | 0 | 0.11106 | 0.079755 | 0.031548 | 0.07966 | 0.05025 | 0 | 0.091227 | 0.082827 | 0
Small Non Domestic Two Rate | 0 | 0.16753 | 0.066268 | 0.16733 | 0.10555 | 0 | 0.13414 | 0.12179 | 0 | 0.087671 | 0.062957 | 0.024903 | 0.062881 | 0.039666 | 0 | 0.072012 | 0.065382 | 0
Small Non Domestic Off Peak (related MPAN) | 0 | 0 | 0 | 0 | 0 | 0 | 0 | 0 | 0 | 0 | 0 | 0 | 0 | 0 | 0 | 0 | 0 | 0
LV Medium Non-Domestic | 0 | 0.18966 | 0.07502 | 0.18943 | 0.11949 | 0 | 0.15186 | 0.13787 | 0 | 0.09925 | 0.071271 | 0.028192 | 0.071186 | 0.044904 | 0 | 0.081523 | 0.074017 | 0
LV Sub Medium Non-Domestic | 0 | 0.18178 | 0.071904 | 0.18156 | 0.11453 | 0 | 0.14555 | 0 | 0 | 0.095127 | 0.068311 | 0.027021 | 0.068229 | 0.043039 | 0 | 0.078137 | 0 | 0
HV Medium Non-Domestic | 0 | 0.17429 | 0.068941 | 0.13926 | 0 | 0 | 0 | 0 | 0 | 0.091208 | 0.065496 | 0.025907 | 0.052334 | 0 | 0 | 0 | 0 | 0
LV Network Domestic | 0 | 0.26705 | 0.10563 | 0.26673 | 0.16826 | 0 | 0.21383 | 0.19414 | 0 | 0.13975 | 0.10036 | 0.039696 | 0.10024 | 0.063229 | 0 | 0.11479 | 0.10422 | 0
LV Network Non-Domestic Non-CT | 0 | 0.21223 | 0.08395 | 0.21198 | 0.13372 | 0 | 0.16993 | 0.15429 | 0 | 0.11106 | 0.079755 | 0.031548 | 0.07966 | 0.05025 | 0 | 0.091227 | 0.082827 | 0
LV HH Metered | 0 | 0.18638 | 0.073723 | 0.18616 | 0.11743 | 0 | 0.11938 | 0 | 0 | 0.097534 | 0.070039 | 0.027704 | 0.069955 | 0.044128 | 0 | 0.064091 | 0 | 0
LV Sub HH Metered | 0 | 0.17015 | 0.067305 | 0.16995 | 0.1072 | 0 | 0 | 0 | 0 | 0.089043 | 0.063942 | 0.025293 | 0.063865 | 0.040287 | 0 | 0 | 0 | 0
HV HH Metered | 0 | 0.14575 | 0.057651 | 0.11646 | 0 | 0 | 0 | 0 | 0 | 0.076271 | 0.05477 | 0.021665 | 0.043764 | 0 | 0 | 0 | 0 | 0
NHH UMS category A | 0 | 0.1311 | 0.051858 | 0.13095 | 0.082601 | 0 | 0.10497 | 0.095307 | 0.0022643 | 0.068608 | 0.049267 | 0.019488 | 0.049208 | 0.031041 | 0 | 0.056354 | 0.051165 | 0.028364
NHH UMS category B | 0 | 0.27693 | 0.10954 | 0.2766 | 0.17448 | 0 | 0.22174 | 0.20132 | 0.004783 | 0.14492 | 0.10407 | 0.041165 | 0.10394 | 0.065569 | 0 | 0.11904 | 0.10808 | 0.059914
NHH UMS category C | 0 | 0.50816 | 0.20101 | 0.50756 | 0.32017 | 0 | 0.40688 | 0.36942 | 0.0087767 | 0.26593 | 0.19096 | 0.075536 | 0.19073 | 0.12032 | 0 | 0.21843 | 0.19832 | 0.10994
NHH UMS category D | 0 | 0 | 0 | 0 | 0 | 0 | 0 | 0 | 0 | 0 | 0 | 0 | 0 | 0 | 0 | 0 | 0 | 0
LV UMS (Pseudo HH Metered) | 0 | 0.26912 | 0.10645 | 0.2688 | 0.16956 | 0 | 0.21548 | 0.19564 | 0.0046481 | 0.14083 | 0.10113 | 0.040004 | 0.10101 | 0.063719 | 0 | 0.11568 | 0.10503 | 0.058224
3004. Contributions to unit rate 1 p/kWh by network level (taking account of standing charges)
Data sources:
x1 = 2602. Standing charges factors adapted to use 132kV/HV
x2 = 2903. Contributions to pay-as-you-go unit rate 1 (p/kWh)
Calculation =(1-x1)*x2
| GSPs | Assets 132kV | Assets 132kV/EHV | Assets EHV | Assets EHV/HV | Assets 132kV/HV | Assets HV | Assets HV/LV | Assets LV circuits | Transmission exit | Operating 132kV | Operating 132kV/EHV | Operating EHV | Operating EHV/HV | Operating 132kV/HV | Operating HV | Operating HV/LV | Operating LV circuits
Domestic Unrestricted | 0 | 0.24597 | 0.097295 | 0.24042 | 0.15166 | 0 | 0.19273 | 0.17499 | 0 | 0.13601 | 0.092434 | 0.036563 | 0.090347 | 0.056991 | 0 | 0.10347 | 0.09394 | 0
Domestic Two Rate | 0 | 0.29377 | 0.1162 | 0.28644 | 0.18069 | 0 | 0.22962 | 0.20848 | 0 | 0.16382 | 0.1104 | 0.043668 | 0.10764 | 0.067901 | 0 | 0.12327 | 0.11192 | 0
Domestic Off Peak (related MPAN) | 0 | 0.031972 | 0.012647 | 0.035965 | 0.022687 | 0 | 0.028832 | 0.026177 | 0 | 0.0079032 | 0.012015 | 0.0047525 | 0.013515 | 0.0085256 | 0 | 0.015478 | 0.014053 | 0
Small Non Domestic Unrestricted | 0 | 0.21884 | 0.086562 | 0.2234 | 0.14092 | 0 | 0.17909 | 0.1626 | 0 | 0.11374 | 0.082237 | 0.032529 | 0.083952 | 0.052957 | 0 | 0.096143 | 0.08729 | 0
Small Non Domestic Two Rate | 0 | 0.22899 | 0.090579 | 0.23156 | 0.14607 | 0 | 0.18563 | 0.16854 | 0 | 0.12153 | 0.086053 | 0.034039 | 0.087019 | 0.054892 | 0 | 0.099655 | 0.090479 | 0
Small Non Domestic Off Peak (related MPAN) | 0 | 0.02441 | 0.0096554 | 0.02722 | 0.017171 | 0 | 0.021821 | 0.019812 | 0 | 0.0043219 | 0.0091729 | 0.0036284 | 0.010229 | 0.0064526 | 0 | 0.011715 | 0.010636 | 0
LV Medium Non-Domestic | 0 | 0.23232 | 0.091895 | 0.2337 | 0.14742 | 0 | 0.18735 | 0.1701 | 0 | 0.12493 | 0.087303 | 0.034533 | 0.087824 | 0.0554 | 0 | 0.10058 | 0.091316 | 0
LV Sub Medium Non-Domestic | 0 | 0.22287 | 0.088159 | 0.22443 | 0.14157 | 0 | 0.17991 | 0 | 0 | 0.11957 | 0.083754 | 0.033129 | 0.084338 | 0.053201 | 0 | 0.096585 | 0 | 0
HV Medium Non-Domestic | 0 | 0.2214 | 0.087577 | 0.17897 | 0 | 0 | 0 | 0 | 0 | 0.11817 | 0.083201 | 0.032911 | 0.067255 | 0 | 0 | 0 | 0 | 0
LV Network Domestic | 0 | 1.4302 | 0.56572 | 1.2166 | 0.76745 | 0 | 0.97531 | 0.8855 | 0 | 0.97532 | 0.53745 | 0.21259 | 0.4572 | 0.2884 | 0 | 0.52359 | 0.47538 | 0
LV Network Non-Domestic Non-CT | 0 | 1.2926 | 0.5113 | 1.0996 | 0.69362 | 0 | 0.88147 | 0.80031 | 0 | 0.88217 | 0.48575 | 0.19214 | 0.41321 | 0.26065 | 0 | 0.47321 | 0.42964 | 0
LV HH Metered | 0 | 1.146 | 0.45332 | 0.97489 | 0.61496 | 0 | 0.62521 | 0 | 0 | 0.78188 | 0.43067 | 0.17035 | 0.36635 | 0.2311 | 0 | 0.33564 | 0 | 0
LV Sub HH Metered | 0 | 1.0891 | 0.43082 | 0.9265 | 0.58444 | 0 | 0 | 0 | 0 | 0.74308 | 0.40929 | 0.1619 | 0.34817 | 0.21963 | 0 | 0 | 0 | 0
HV HH Metered | 0 | 0.97806 | 0.38688 | 0.66561 | 0 | 0 | 0 | 0 | 0 | 0.66729 | 0.36755 | 0.14539 | 0.25013 | 0 | 0 | 0 | 0 | 0
NHH UMS category A | 0 | 0.1569 | 0.062061 | 0.15699 | 0.09903 | 0 | 0.12585 | 0.11426 | 0.0027147 | 0.08176 | 0.05896 | 0.023322 | 0.058996 | 0.037215 | 0 | 0.067563 | 0.061342 | 0.034005
NHH UMS category B | 0 | 0.1951 | 0.077175 | 0.1745 | 0.11008 | 0 | 0.13989 | 0.12701 | 0.0030175 | 0.12341 | 0.073319 | 0.029002 | 0.065577 | 0.041366 | 0 | 0.075099 | 0.068184 | 0.037799
NHH UMS category C | 0 | 0.35504 | 0.14044 | 0.31475 | 0.19855 | 0 | 0.25232 | 0.22909 | 0.0054427 | 0.23474 | 0.13342 | 0.052776 | 0.11828 | 0.074611 | 0 | 0.13546 | 0.12298 | 0.068177
NHH UMS category D | 0 | 0.13919 | 0.055055 | 0.15427 | 0.097313 | 0 | 0.12367 | 0.11228 | 0.0026676 | 0.057376 | 0.052304 | 0.020689 | 0.057973 | 0.03657 | 0 | 0.066391 | 0.060278 | 0.033416
LV UMS (Pseudo HH Metered) | 0 | 3.3242 | 1.3149 | 2.8245 | 1.7817 | 0 | 2.2642 | 2.0557 | 0.048841 | 2.3898 | 1.2492 | 0.49412 | 1.0614 | 0.66954 | 0 | 1.2155 | 1.1036 | 0.6118
3005. Contributions to unit rate 2 p/kWh by network level (taking account of standing charges)
Data sources:
x1 = 2602. Standing charges factors adapted to use 132kV/HV
x2 = 2904. Contributions to pay-as-you-go unit rate 2 (p/kWh)
Calculation =(1-x1)*x2
| GSPs | Assets 132kV | Assets 132kV/EHV | Assets EHV | Assets EHV/HV | Assets 132kV/HV | Assets HV | Assets HV/LV | Assets LV circuits | Transmission exit | Operating 132kV | Operating 132kV/EHV | Operating EHV | Operating EHV/HV | Operating 132kV/HV | Operating HV | Operating HV/LV | Operating LV circuits
Domestic Two Rate | 0 | 0.028357 | 0.011217 | 0.029667 | 0.018714 | 0 | 0.023783 | 0.021593 | 0 | 0.0030846 | 0.010656 | 0.0042151 | 0.011149 | 0.0070326 | 0 | 0.012768 | 0.011592 | 0
Small Non Domestic Two Rate | 0 | 0.022507 | 0.0089029 | 0.023546 | 0.014853 | 0 | 0.018876 | 0.017138 | 0 | 0.0024484 | 0.008458 | 0.0033456 | 0.0088484 | 0.0055816 | 0 | 0.010133 | 0.0092002 | 0
LV Medium Non-Domestic | 0 | 0.02112 | 0.0083543 | 0.022096 | 0.013938 | 0 | 0.017713 | 0.016082 | 0 | 0.0022974 | 0.0079368 | 0.0031395 | 0.0083036 | 0.0052379 | 0 | 0.0095094 | 0.0086338 | 0
LV Sub Medium Non-Domestic | 0 | 0.020534 | 0.0081224 | 0.021483 | 0.013552 | 0 | 0.017222 | 0 | 0 | 0.0022337 | 0.0077166 | 0.0030523 | 0.0080732 | 0.0050926 | 0 | 0.0092455 | 0 | 0
HV Medium Non-Domestic | 0 | 0.020537 | 0.0081234 | 0.017189 | 0 | 0 | 0 | 0 | 0 | 0.0022339 | 0.0077175 | 0.0030527 | 0.0064593 | 0 | 0 | 0 | 0 | 0
LV Network Domestic | 0 | 0.15941 | 0.063054 | 0.22204 | 0.14006 | 0 | 0.178 | 0.16161 | 0 | 0.036154 | 0.059904 | 0.023695 | 0.083439 | 0.052634 | 0 | 0.095556 | 0.086757 | 0
LV Network Non-Domestic Non-CT | 0 | 0.14407 | 0.056989 | 0.20067 | 0.12659 | 0 | 0.16087 | 0.14606 | 0 | 0.032702 | 0.054141 | 0.021416 | 0.075412 | 0.04757 | 0 | 0.086362 | 0.07841 | 0
LV HH Metered | 0 | 0.12773 | 0.050526 | 0.17792 | 0.11223 | 0 | 0.1141 | 0 | 0 | 0.028984 | 0.048001 | 0.018987 | 0.06686 | 0.042176 | 0 | 0.061255 | 0 | 0
LV Sub HH Metered | 0 | 0.12139 | 0.048018 | 0.16909 | 0.10666 | 0 | 0 | 0 | 0 | 0.027545 | 0.045619 | 0.018045 | 0.063542 | 0.040082 | 0 | 0 | 0 | 0
HV HH Metered | 0 | 0.10901 | 0.043121 | 0.12147 | 0 | 0 | 0 | 0 | 0 | 0.024736 | 0.040966 | 0.016204 | 0.045649 | 0 | 0 | 0 | 0 | 0
LV UMS (Pseudo HH Metered) | 0 | 0.13194 | 0.05219 | 0.17247 | 0.10879 | 0 | 0.13826 | 0.12553 | 0.0029823 | 0.029225 | 0.049582 | 0.019612 | 0.064811 | 0.040883 | 0 | 0.074222 | 0.067388 | 0.037357
3006. Contributions to unit rate 3 p/kWh by network level (taking account of standing charges)
Data sources:
x1 = 2602. Standing charges factors adapted to use 132kV/HV
x2 = 2905. Contributions to pay-as-you-go unit rate 3 (p/kWh)
Calculation =(1-x1)*x2
| GSPs | Assets 132kV | Assets 132kV/EHV | Assets EHV | Assets EHV/HV | Assets 132kV/HV | Assets HV | Assets HV/LV | Assets LV circuits | Transmission exit | Operating 132kV | Operating 132kV/EHV | Operating EHV | Operating EHV/HV | Operating 132kV/HV | Operating HV | Operating HV/LV | Operating LV circuits
LV Network Domestic | 0 | 0.025652 | 0.010147 | 0.026838 | 0.01693 | 0 | 0.021515 | 0.019534 | 0 | 0.0027892 | 0.00964 | 0.0038131 | 0.010086 | 0.006362 | 0 | 0.01155 | 0.010487 | 0
LV Network Non-Domestic Non-CT | 0 | 0.023185 | 0.0091709 | 0.024256 | 0.015301 | 0 | 0.019445 | 0.017654 | 0 | 0.0025228 | 0.0087127 | 0.0034463 | 0.0091152 | 0.0057499 | 0 | 0.010439 | 0.0094776 | 0
LV HH Metered | 0 | 0.020556 | 0.0081309 | 0.021506 | 0.013566 | 0 | 0.013792 | 0 | 0 | 0.002236 | 0.0077246 | 0.0030555 | 0.0080816 | 0.0050979 | 0 | 0.0074041 | 0 | 0
LV Sub HH Metered | 0 | 0.019535 | 0.0077273 | 0.020438 | 0.012892 | 0 | 0 | 0 | 0 | 0.002125 | 0.0073412 | 0.0029039 | 0.0076805 | 0.0048449 | 0 | 0 | 0 | 0
HV HH Metered | 0 | 0.017543 | 0.0069392 | 0.014683 | 0 | 0 | 0 | 0 | 0 | 0.0019083 | 0.0065925 | 0.0026077 | 0.0055177 | 0 | 0 | 0 | 0 | 0
LV UMS (Pseudo HH Metered) | 0 | 0.021448 | 0.0084839 | 0.022439 | 0.014155 | 0 | 0.017988 | 0.016332 | 0.00038802 | 0.0023331 | 0.0080599 | 0.0031882 | 0.0084324 | 0.0053192 | 0 | 0.0096569 | 0.0087677 | 0.0048605
3007. Exceeded capacity charge elements p/kVA/day
Data sources:
x1 = 2602. Standing charges factors adapted to use 132kV/HV
x2 = 2012. Loss adjustment factors between end user meter reading and each network level, scaled by network use
x3 = 3001. Costs based on aggregate maximum load (£/kW/year)
x4 = 1010. Power factor for all flows in the network model (in Financial and general assumptions)
x5 = 1010. Days in the charging year (in Financial and general assumptions)
Calculation =100*x1*x2*x3*x4/x5
| GSPs | Assets 132kV | Assets 132kV/EHV | Assets EHV | Assets EHV/HV | Assets 132kV/HV | Assets HV | Assets HV/LV | Assets LV circuits | Transmission exit | Operating 132kV | Operating 132kV/EHV | Operating EHV | Operating EHV/HV | Operating 132kV/HV | Operating HV | Operating HV/LV | Operating LV circuits
Domestic Unrestricted | 0 | 0 | 0 | 0 | 0 | 0 | 0 | 0 | 0.96402 | 0 | 0 | 0 | 0 | 0 | 0 | 0 | 0 | 0.36227
Domestic Two Rate | 0 | 0 | 0 | 0 | 0 | 0 | 0 | 0 | 0.96402 | 0 | 0 | 0 | 0 | 0 | 0 | 0 | 0 | 0.36227
Domestic Off Peak (related MPAN) | 0 | 0 | 0 | 0 | 0 | 0 | 0 | 0 | 0.96402 | 0 | 0 | 0 | 0 | 0 | 0 | 0 | 0 | 0.36227
Small Non Domestic Unrestricted | 0 | 0 | 0 | 0 | 0 | 0 | 0 | 0 | 0.96402 | 0 | 0 | 0 | 0 | 0 | 0 | 0 | 0 | 0.36227
Small Non Domestic Two Rate | 0 | 0 | 0 | 0 | 0 | 0 | 0 | 0 | 0.96402 | 0 | 0 | 0 | 0 | 0 | 0 | 0 | 0 | 0.36227
Small Non Domestic Off Peak (related MPAN) | 0 | 0 | 0 | 0 | 0 | 0 | 0 | 0 | 0.96402 | 0 | 0 | 0 | 0 | 0 | 0 | 0 | 0 | 0.36227
LV Medium Non-Domestic | 0 | 0 | 0 | 0 | 0 | 0 | 0 | 0 | 0.96402 | 0 | 0 | 0 | 0 | 0 | 0 | 0 | 0 | 0.36227
LV Sub Medium Non-Domestic | 0 | 0 | 0 | 0 | 0 | 0 | 0 | 2.1987 | 0 | 0 | 0 | 0 | 0 | 0 | 0 | 0 | 0.82626 | 0
HV Medium Non-Domestic | 0 | 0 | 0 | 0.46729 | 1.4738 | 0 | 2.3906 | 0 | 0 | 0 | 0 | 0 | 0.1756 | 0.55386 | 0 | 0.89838 | 0 | 0
LV Network Domestic | 0 | 0 | 0 | 0 | 0 | 0 | 0 | 0 | 0.96402 | 0 | 0 | 0 | 0 | 0 | 0 | 0 | 0 | 0.36227
LV Network Non-Domestic Non-CT | 0 | 0 | 0 | 0 | 0 | 0 | 0 | 0 | 0.96402 | 0 | 0 | 0 | 0 | 0 | 0 | 0 | 0 | 0.36227
LV HH Metered | 0 | 0 | 0 | 0 | 0 | 0 | 0.50719 | 2.3024 | 0.96402 | 0 | 0 | 0 | 0 | 0 | 0 | 0.1906 | 0.86523 | 0.36227
LV Sub HH Metered | 0 | 0 | 0 | 0 | 0 | 0 | 2.4217 | 2.1987 | 0 | 0 | 0 | 0 | 0 | 0 | 0 | 0.91006 | 0.82626 | 0
HV HH Metered | 0 | 0 | 0 | 0.46729 | 1.4738 | 0 | 2.3906 | 0 | 0 | 0 | 0 | 0 | 0.1756 | 0.55386 | 0 | 0.89838 | 0 | 0
NHH UMS category A | 0 | 0 | 0 | 0 | 0 | 0 | 0 | 0 | 0 | 0 | 0 | 0 | 0 | 0 | 0 | 0 | 0 | 0
NHH UMS category B | 0 | 0 | 0 | 0 | 0 | 0 | 0 | 0 | 0 | 0 | 0 | 0 | 0 | 0 | 0 | 0 | 0 | 0
NHH UMS category C | 0 | 0 | 0 | 0 | 0 | 0 | 0 | 0 | 0 | 0 | 0 | 0 | 0 | 0 | 0 | 0 | 0 | 0
NHH UMS category D | 0 | 0 | 0 | 0 | 0 | 0 | 0 | 0 | 0 | 0 | 0 | 0 | 0 | 0 | 0 | 0 | 0 | 0
LV UMS (Pseudo HH Metered) | 0 | 0 | 0 | 0 | 0 | 0 | 0 | 0 | 0 | 0 | 0 | 0 | 0 | 0 | 0 | 0 | 0 | 0

## AggCap
Standing charges as fixed charges for Electricity North West Limited in 2018/19 (Version 1)
This sheet allocates standing charges to fixed charges for non half hourly settled demand users.
3101. Mapping of tariffs to tariff groups
| LV domestic and small non-domestic tariffs | LV medium non-domestic tariffs | LV substation aggregated tariffs | HV network aggregated tariffs
Domestic Unrestricted | 1 | 0 | 0 | 0
Domestic Two Rate | 1 | 0 | 0 | 0
Small Non Domestic Unrestricted | 1 | 0 | 0 | 0
Small Non Domestic Two Rate | 1 | 0 | 0 | 0
LV Medium Non-Domestic | 0 | 1 | 0 | 0
LV Sub Medium Non-Domestic | 0 | 0 | 1 | 0
HV Medium Non-Domestic | 0 | 0 | 0 | 1
LV Network Domestic | 1 | 0 | 0 | 0
LV Network Non-Domestic Non-CT | 1 | 0 | 0 | 0
3102. Capacity use for tariffs charged for capacity on an exit point basis
Data sources:
x1 = 2407. All units (MWh)
x2 = 1041. Load factor for each type of demand user (in Load profile data for demand users)
x3 = 1010. Days in the charging year (in Financial and general assumptions)
x4 = 2305. MPANs (in Equivalent volume for each end user)
Kind: | Calculation | Copy cells
Formula: | =x1/x2/(24*x3)*1000 | = x4
| Unit-based contributions to aggregate maximum load (kW) | MPANs
Domestic Unrestricted | 1596932.5787 | 2051587.2108
Domestic Two Rate | 419776.093 | 183918.8834
Small Non Domestic Unrestricted | 420204.97 | 122905.5625
Small Non Domestic Two Rate | 145351.6554 | 34728.1163
LV Medium Non-Domestic | 3851.7833 | 384.8571
LV Sub Medium Non-Domestic | 526.0883 | 33.9534
HV Medium Non-Domestic | 612.6296 | 22.5342
LV Network Domestic | 0.25589 | 0.3286
LV Network Non-Domestic Non-CT | 61463.8673 | 4571.4466
3103. Aggregate capacity (kW)
Data sources:
x1 = 3101. Mapping of tariffs to tariff groups
x2 = 3102. Unit-based contributions to aggregate maximum load (kW) (in Capacity use for tariffs charged for capacity on an exit point basis)
Sum-product calculation =SUMPRODUCT(x1, x2)
| LV domestic and small non-domestic tariffs | LV medium non-domestic tariffs | LV substation aggregated tariffs | HV network aggregated tariffs
Aggregate capacity (kW) | 2643729.4202 | 3851.7833 | 526.0883 | 612.6296
3104. Aggregate number of users charged for capacity on an exit point basis
Data sources:
x1 = 3101. Mapping of tariffs to tariff groups
x2 = 3102. MPANs (in Equivalent volume for each end user) (in Capacity use for tariffs charged for capacity on an exit point basis)
Sum-product calculation =SUMPRODUCT(x1, x2)
| LV domestic and small non-domestic tariffs | LV medium non-domestic tariffs | LV substation aggregated tariffs | HV network aggregated tariffs
Aggregate number of users charged for capacity on an exit point basis | 2397711.5483 | 384.8571 | 33.9534 | 22.5342
3105. Average maximum kVA by exit point
Data sources:
x1 = 3104. Aggregate number of users charged for capacity on an exit point basis
x2 = 3103. Aggregate capacity (kW)
x3 = 1010. Power factor for all flows in the network model (in Financial and general assumptions)
Calculation =IF(x1,x2/x1/x3,0)
| LV domestic and small non-domestic tariffs | LV medium non-domestic tariffs | LV substation aggregated tariffs | HV network aggregated tariffs
Average maximum kVA by exit point | 1.1606 | 10.5351 | 16.3099 | 28.6175
3106. Deemed average maximum kVA for each tariff
Data sources:
x1 = 3101. Mapping of tariffs to tariff groups
x2 = 3105. Average maximum kVA by exit point
Sum-product calculation =SUMPRODUCT(x1, x2)
Deemed average maximum kVA for each tariff
Domestic Unrestricted | 1.1606
Domestic Two Rate | 1.1606
Small Non Domestic Unrestricted | 1.1606
Small Non Domestic Two Rate | 1.1606
LV Medium Non-Domestic | 10.5351
LV Sub Medium Non-Domestic | 16.3099
HV Medium Non-Domestic | 28.6175
LV Network Domestic | 1.1606
LV Network Non-Domestic Non-CT | 1.1606
3107. Capacity-driven fixed charge elements from standing charges factors p/MPAN/day
Data sources:
x1 = 3002. Capacity elements p/kVA/day
x2 = 3106. Deemed average maximum kVA for each tariff
Calculation =x1*x2
| GSPs | Assets 132kV | Assets 132kV/EHV | Assets EHV | Assets EHV/HV | Assets 132kV/HV | Assets HV | Assets HV/LV | Assets LV circuits | Transmission exit | Operating 132kV | Operating 132kV/EHV | Operating EHV | Operating EHV/HV | Operating 132kV/HV | Operating HV | Operating HV/LV | Operating LV circuits
Domestic Unrestricted | 0 | 0 | 0 | 0 | 0 | 0 | 0 | 0 | 0.033566 | 0 | 0 | 0 | 0 | 0 | 0 | 0 | 0 | 0.42046
Domestic Two Rate | 0 | 0 | 0 | 0 | 0 | 0 | 0 | 0 | 0.033566 | 0 | 0 | 0 | 0 | 0 | 0 | 0 | 0 | 0.42046
Small Non Domestic Unrestricted | 0 | 0 | 0 | 0 | 0 | 0 | 0 | 0 | 0.033566 | 0 | 0 | 0 | 0 | 0 | 0 | 0 | 0 | 0.42046
Small Non Domestic Two Rate | 0 | 0 | 0 | 0 | 0 | 0 | 0 | 0 | 0.033566 | 0 | 0 | 0 | 0 | 0 | 0 | 0 | 0 | 0.42046
LV Medium Non-Domestic | 0 | 0 | 0 | 0 | 0 | 0 | 0 | 0 | 0.30468 | 0 | 0 | 0 | 0 | 0 | 0 | 0 | 0 | 3.8166
LV Sub Medium Non-Domestic | 0 | 0 | 0 | 0 | 0 | 0 | 0 | 1.0758 | 0 | 0 | 0 | 0 | 0 | 0 | 0 | 0 | 13.4763 | 0
HV Medium Non-Domestic | 0 | 0 | 0 | 13.3727 | 18.1364 | 0 | 6.1573 | 0 | 0 | 0 | 0 | 0 | 5.0253 | 15.85 | 0 | 25.7093 | 0 | 0
LV Network Domestic | 0 | 0 | 0 | 0 | 0 | 0 | 0 | 0 | 0.033566 | 0 | 0 | 0 | 0 | 0 | 0 | 0 | 0 | 0.42046
LV Network Non-Domestic Non-CT | 0 | 0 | 0 | 0 | 0 | 0 | 0 | 0 | 0.033566 | 0 | 0 | 0 | 0 | 0 | 0 | 0 | 0 | 0.42046

## Reactive
Reactive power unit charges for Electricity North West Limited in 2018/19 (Version 1)
3201. Network use factors for generator reactive unit charges
These factors differ from the network use factors for active power charges/credits in the case of generators, who do not qualify
for active power credits at the voltage of connection but are charged reactive unit charges for costs caused at that voltage.
| GSPs | 132kV | 132kV/EHV | EHV | EHV/HV | 132kV/HV | HV | HV/LV | LV circuits
LV Generation Intermittent | 1 | 1 | 1 | 1 | 1 | 1 | 1 | 1 | 1
LV Generation Non-Intermittent | 1 | 1 | 1 | 1 | 1 | 1 | 1 | 1 | 1
LV Sub Generation Intermittent | 1 | 1 | 1 | 1 | 1 | 1 | 1 | 1 | 0
LV Sub Generation Non-Intermittent | 1 | 1 | 1 | 1 | 1 | 1 | 1 | 1 | 0
HV Generation Intermittent | 1 | 1 | 1 | 1 | 1 | 1 | 1 | 0 | 0
HV Generation Non-Intermittent | 1 | 1 | 1 | 1 | 1 | 1 | 1 | 0 | 0
3202. Standard components p/kWh for reactive power (absolute value)
Data sources:
x1 = 3003. Yardstick components p/kWh (taking account of standing charges)
Calculation =ABS(x1)
| GSPs | Assets 132kV | Assets 132kV/EHV | Assets EHV | Assets EHV/HV | Assets 132kV/HV | Assets HV | Assets HV/LV | Assets LV circuits | Transmission exit | Operating 132kV | Operating 132kV/EHV | Operating EHV | Operating EHV/HV | Operating 132kV/HV | Operating HV | Operating HV/LV | Operating LV circuits
LV HH Metered | 0 | 0.18638 | 0.073723 | 0.18616 | 0.11743 | 0 | 0.11938 | 0 | 0 | 0.097534 | 0.070039 | 0.027704 | 0.069955 | 0.044128 | 0 | 0.064091 | 0 | 0
LV Sub HH Metered | 0 | 0.17015 | 0.067305 | 0.16995 | 0.1072 | 0 | 0 | 0 | 0 | 0.089043 | 0.063942 | 0.025293 | 0.063865 | 0.040287 | 0 | 0 | 0 | 0
HV HH Metered | 0 | 0.14575 | 0.057651 | 0.11646 | 0 | 0 | 0 | 0 | 0 | 0.076271 | 0.05477 | 0.021665 | 0.043764 | 0 | 0 | 0 | 0 | 0
3203. Standard reactive p/kVArh
Data sources:
x1 = 3202. Standard components p/kWh for reactive power (absolute value)
x2 = 1092. Average kVAr by kVA, by network level
x3 = 1010. Power factor for all flows in the network model (in Financial and general assumptions)
Calculation =x1*x2*x3
| GSPs | Assets 132kV | Assets 132kV/EHV | Assets EHV | Assets EHV/HV | Assets 132kV/HV | Assets HV | Assets HV/LV | Assets LV circuits | Transmission exit | Operating 132kV | Operating 132kV/EHV | Operating EHV | Operating EHV/HV | Operating 132kV/HV | Operating HV | Operating HV/LV | Operating LV circuits
LV HH Metered | 0 | 0.031272 | 0.012064 | 0.030462 | 0.015642 | 0 | 0.015903 | 0 | 0 | 0.016365 | 0.011752 | 0.0045335 | 0.011447 | 0.0058781 | 0 | 0.0085372 | 0 | 0
LV Sub HH Metered | 0 | 0.028549 | 0.011014 | 0.02781 | 0.01428 | 0 | 0 | 0 | 0 | 0.01494 | 0.010729 | 0.0041388 | 0.010451 | 0.0053664 | 0 | 0 | 0 | 0
HV HH Metered | 0 | 0.024454 | 0.0094339 | 0.019057 | 0 | 0 | 0 | 0 | 0 | 0.012797 | 0.0091898 | 0.0035452 | 0.0071614 | 0 | 0 | 0 | 0 | 0
3204. Absolute value of load coefficient (kW peak / average kW)
Data sources:
x1 = 2302. Load coefficient
Calculation =ABS(x1)
Absolute load coefficient
LV Generation Intermittent | 1
LV Generation Non-Intermittent | 1
LV Sub Generation Intermittent | 1
LV Sub Generation Non-Intermittent | 1
HV Generation Intermittent | 1
HV Generation Non-Intermittent | 1
3205. Pay-as-you-go components p/kWh for reactive power (absolute value)
Data sources:
x1 = 2901. Unit cost at each level, £/kW/year (relative to system simultaneous maximum load)
x2 = 3204. Absolute value of load coefficient (kW peak / average kW)
x3 = 2001. Loss adjustment factor to transmission (in Loss adjustment factors to transmission)
x4 = 2004. Loss adjustment factor to transmission for each network level
x5 = 2804. Proportion of annual charge covered by contributions (for all charging levels)
x6 = 3201. Network use factors for generator reactive unit charges
x7 = 1010. Days in the charging year (in Financial and general assumptions)
Calculation =x1*x2*x3/x4*(1-x5)*x6/(24*x7)*100
| GSPs | Assets 132kV | Assets 132kV/EHV | Assets EHV | Assets EHV/HV | Assets 132kV/HV | Assets HV | Assets HV/LV | Assets LV circuits | Transmission exit | Operating 132kV | Operating 132kV/EHV | Operating EHV | Operating EHV/HV | Operating 132kV/HV | Operating HV | Operating HV/LV | Operating LV circuits
LV Generation Intermittent | 0 | 0.1311 | 0.051858 | 0.13095 | 0.082601 | 0 | 0.10497 | 0.095307 | 0.0022643 | 0.068608 | 0.049267 | 0.019488 | 0.049208 | 0.031041 | 0 | 0.056354 | 0.051165 | 0.028364
LV Generation Non-Intermittent | 0 | 0.1311 | 0.051858 | 0.13095 | 0.082601 | 0 | 0.10497 | 0.095307 | 0.0022643 | 0.068608 | 0.049267 | 0.019488 | 0.049208 | 0.031041 | 0 | 0.056354 | 0.051165 | 0.028364
LV Sub Generation Intermittent | 0 | 0.1252 | 0.049523 | 0.12505 | 0.078881 | 0 | 0.10025 | 0.0039006 | 0 | 0.065518 | 0.047048 | 0.01861 | 0.046992 | 0.029643 | 0 | 0.053816 | 0.048861 | 0
LV Sub Generation Non-Intermittent | 0 | 0.1252 | 0.049523 | 0.12505 | 0.078881 | 0 | 0.10025 | 0.0039006 | 0 | 0.065518 | 0.047048 | 0.01861 | 0.046992 | 0.029643 | 0 | 0.053816 | 0.048861 | 0
HV Generation Intermittent | 0 | 0.12359 | 0.048887 | 0.12344 | 0.033484 | 0 | 0.012723 | 0 | 0 | 0.064677 | 0.046445 | 0.018371 | 0.046389 | 0.029262 | 0 | 0.053125 | 0 | 0
HV Generation Non-Intermittent | 0 | 0.12359 | 0.048887 | 0.12344 | 0.033484 | 0 | 0.012723 | 0 | 0 | 0.064677 | 0.046445 | 0.018371 | 0.046389 | 0.029262 | 0 | 0.053125 | 0 | 0
3206. Pay-as-you-go reactive p/kVArh
Data sources:
x1 = 3205. Pay-as-you-go components p/kWh for reactive power (absolute value)
x2 = 1092. Average kVAr by kVA, by network level
x3 = 1010. Power factor for all flows in the network model (in Financial and general assumptions)
Calculation =x1*x2*x3
| GSPs | Assets 132kV | Assets 132kV/EHV | Assets EHV | Assets EHV/HV | Assets 132kV/HV | Assets HV | Assets HV/LV | Assets LV circuits | Transmission exit | Operating 132kV | Operating 132kV/EHV | Operating EHV | Operating EHV/HV | Operating 132kV/HV | Operating HV | Operating HV/LV | Operating LV circuits
LV Generation Intermittent | 0 | 0.021997 | 0.008486 | 0.021428 | 0.011003 | 0 | 0.013983 | 0.012695 | 0.00030162 | 0.011511 | 0.0082664 | 0.0031889 | 0.0080523 | 0.0041348 | 0 | 0.0075066 | 0.0068154 | 0.0037782
LV Generation Non-Intermittent | 0 | 0.021997 | 0.008486 | 0.021428 | 0.011003 | 0 | 0.013983 | 0.012695 | 0.00030162 | 0.011511 | 0.0082664 | 0.0031889 | 0.0080523 | 0.0041348 | 0 | 0.0075066 | 0.0068154 | 0.0037782
LV Sub Generation Intermittent | 0 | 0.021007 | 0.0081038 | 0.020463 | 0.010507 | 0 | 0.013353 | 0.00051958 | 0 | 0.010993 | 0.0078941 | 0.0030453 | 0.0076897 | 0.0039486 | 0 | 0.0071685 | 0.0065085 | 0
LV Sub Generation Non-Intermittent | 0 | 0.021007 | 0.0081038 | 0.020463 | 0.010507 | 0 | 0.013353 | 0.00051958 | 0 | 0.010993 | 0.0078941 | 0.0030453 | 0.0076897 | 0.0039486 | 0 | 0.0071685 | 0.0065085 | 0
HV Generation Intermittent | 0 | 0.020737 | 0.0079998 | 0.0202 | 0.0044602 | 0 | 0.0016948 | 0 | 0 | 0.010852 | 0.0077928 | 0.0030062 | 0.007591 | 0.0038979 | 0 | 0.0070765 | 0 | 0
HV Generation Non-Intermittent | 0 | 0.020737 | 0.0079998 | 0.0202 | 0.0044602 | 0 | 0.0016948 | 0 | 0 | 0.010852 | 0.0077928 | 0.0030062 | 0.007591 | 0.0038979 | 0 | 0.0070765 | 0 | 0

## Aggreg
Aggregation for Electricity North West Limited in 2018/19 (Version 1)
This sheet aggregates elements of tariffs excluding revenue matching and final adjustments and rounding.
3301. Unit rate 1 p/kWh (elements)
Data sources:
x1 = 3004. Unit rate 1 total p/kWh (taking account of standing charges) — for Tariffs with Unit rate 1 p/kWh from Standard 1 kWh
x2 = 2903. Pay-as-you-go unit rate 1 (p/kWh) — for Tariffs with Unit rate 1 p/kWh from PAYG 1 kWh
x3 = 2903. Pay-as-you-go unit rate 1 (p/kWh) — for Tariffs with Unit rate 1 p/kWh from PAYG 1 kWh & customer
x4 = 2902. Pay-as-you-go yardstick unit rate (p/kWh) — for Tariffs with Unit rate 1 p/kWh from PAYG yardstick kWh
x5 = 2203. LV unmetered service model asset charge (p/kWh) — for Tariffs with Unit rate 1 p/kWh from PAYG 1 kWh & customer
x6 = 2712. Operating expenditure for unmetered customer assets (p/kWh) — for Tariffs with Unit rate 1 p/kWh from PAYG 1 kWh & customer
Combine tables = x1 or x2 or x3 or x4 or x5 or x6
| GSPs | Assets 132kV | Assets 132kV/EHV | Assets EHV | Assets EHV/HV | Assets 132kV/HV | Assets HV | Assets HV/LV | Assets LV circuits | Assets LV customer | Assets HV customer | Transmission exit | Operating 132kV | Operating 132kV/EHV | Operating EHV | Operating EHV/HV | Operating 132kV/HV | Operating HV | Operating HV/LV | Operating LV circuits | Operating LV customer | Operating HV customer
Domestic Unrestricted | 0 | 0.24597 | 0.097295 | 0.24042 | 0.15166 | 0 | 0.19273 | 0.17499 | 0 |  |  | 0.13601 | 0.092434 | 0.036563 | 0.090347 | 0.056991 | 0 | 0.10347 | 0.09394 | 0
Domestic Two Rate | 0 | 0.29377 | 0.1162 | 0.28644 | 0.18069 | 0 | 0.22962 | 0.20848 | 0 |  |  | 0.16382 | 0.1104 | 0.043668 | 0.10764 | 0.067901 | 0 | 0.12327 | 0.11192 | 0
Domestic Off Peak (related MPAN) | 0 | 0.031972 | 0.012647 | 0.035965 | 0.022687 | 0 | 0.028832 | 0.026177 | 0 |  |  | 0.0079032 | 0.012015 | 0.0047525 | 0.013515 | 0.0085256 | 0 | 0.015478 | 0.014053 | 0
Small Non Domestic Unrestricted | 0 | 0.21884 | 0.086562 | 0.2234 | 0.14092 | 0 | 0.17909 | 0.1626 | 0 |  |  | 0.11374 | 0.082237 | 0.032529 | 0.083952 | 0.052957 | 0 | 0.096143 | 0.08729 | 0
Small Non Domestic Two Rate | 0 | 0.22899 | 0.090579 | 0.23156 | 0.14607 | 0 | 0.18563 | 0.16854 | 0 |  |  | 0.12153 | 0.086053 | 0.034039 | 0.087019 | 0.054892 | 0 | 0.099655 | 0.090479 | 0
Small Non Domestic Off Peak (related MPAN) | 0 | 0.02441 | 0.0096554 | 0.02722 | 0.017171 | 0 | 0.021821 | 0.019812 | 0 |  |  | 0.0043219 | 0.0091729 | 0.0036284 | 0.010229 | 0.0064526 | 0 | 0.011715 | 0.010636 | 0
LV Medium Non-Domestic | 0 | 0.23232 | 0.091895 | 0.2337 | 0.14742 | 0 | 0.18735 | 0.1701 | 0 |  |  | 0.12493 | 0.087303 | 0.034533 | 0.087824 | 0.0554 | 0 | 0.10058 | 0.091316 | 0
LV Sub Medium Non-Domestic | 0 | 0.22287 | 0.088159 | 0.22443 | 0.14157 | 0 | 0.17991 | 0 | 0 |  |  | 0.11957 | 0.083754 | 0.033129 | 0.084338 | 0.053201 | 0 | 0.096585 | 0 | 0
HV Medium Non-Domestic | 0 | 0.2214 | 0.087577 | 0.17897 | 0 | 0 | 0 | 0 | 0 |  |  | 0.11817 | 0.083201 | 0.032911 | 0.067255 | 0 | 0 | 0 | 0 | 0
LV Network Domestic | 0 | 1.4302 | 0.56572 | 1.2166 | 0.76745 | 0 | 0.97531 | 0.8855 | 0 |  |  | 0.97532 | 0.53745 | 0.21259 | 0.4572 | 0.2884 | 0 | 0.52359 | 0.47538 | 0
LV Network Non-Domestic Non-CT | 0 | 1.2926 | 0.5113 | 1.0996 | 0.69362 | 0 | 0.88147 | 0.80031 | 0 |  |  | 0.88217 | 0.48575 | 0.19214 | 0.41321 | 0.26065 | 0 | 0.47321 | 0.42964 | 0
LV HH Metered | 0 | 1.146 | 0.45332 | 0.97489 | 0.61496 | 0 | 0.62521 | 0 | 0 |  |  | 0.78188 | 0.43067 | 0.17035 | 0.36635 | 0.2311 | 0 | 0.33564 | 0 | 0
LV Sub HH Metered | 0 | 1.0891 | 0.43082 | 0.9265 | 0.58444 | 0 | 0 | 0 | 0 |  |  | 0.74308 | 0.40929 | 0.1619 | 0.34817 | 0.21963 | 0 | 0 | 0 | 0
HV HH Metered | 0 | 0.97806 | 0.38688 | 0.66561 | 0 | 0 | 0 | 0 | 0 |  |  | 0.66729 | 0.36755 | 0.14539 | 0.25013 | 0 | 0 | 0 | 0 | 0
NHH UMS category A | 0 | 0.1569 | 0.062061 | 0.15699 | 0.09903 | 0 | 0.12585 | 0.11426 | 0.0027147 |  |  | 0.08176 | 0.05896 | 0.023322 | 0.058996 | 0.037215 | 0 | 0.067563 | 0.061342 | 0.034005 | 1.6012
NHH UMS category B | 0 | 0.1951 | 0.077175 | 0.1745 | 0.11008 | 0 | 0.13989 | 0.12701 | 0.0030175 |  |  | 0.12341 | 0.073319 | 0.029002 | 0.065577 | 0.041366 | 0 | 0.075099 | 0.068184 | 0.037799 | 1.6012
NHH UMS category C | 0 | 0.35504 | 0.14044 | 0.31475 | 0.19855 | 0 | 0.25232 | 0.22909 | 0.0054427 |  |  | 0.23474 | 0.13342 | 0.052776 | 0.11828 | 0.074611 | 0 | 0.13546 | 0.12298 | 0.068177 | 1.6012
NHH UMS category D | 0 | 0.13919 | 0.055055 | 0.15427 | 0.097313 | 0 | 0.12367 | 0.11228 | 0.0026676 |  |  | 0.057376 | 0.052304 | 0.020689 | 0.057973 | 0.03657 | 0 | 0.066391 | 0.060278 | 0.033416 | 1.6012
LV UMS (Pseudo HH Metered) | 0 | 3.3242 | 1.3149 | 2.8245 | 1.7817 | 0 | 2.2642 | 2.0557 | 0.048841 |  |  | 2.3898 | 1.2492 | 0.49412 | 1.0614 | 0.66954 | 0 | 1.2155 | 1.1036 | 0.6118 | 1.6012
LV Generation NHH or Aggregate HH | 0 | -0.1311 | -0.051858 | -0.13095 | -0.082601 | 0 | -0.10497 | -0.095307 | 0 |  |  | -0.068608 | -0.049267 | -0.019488 | -0.049208 | -0.031041 | 0 | -0.056354 | -0.051165 | 0
LV Sub Generation NHH | 0 | -0.1252 | -0.049523 | -0.12505 | -0.078881 | 0 | -0.10025 | 0 | 0 |  |  | -0.065518 | -0.047048 | -0.01861 | -0.046992 | -0.029643 | 0 | -0.053816 | 0 | 0
LV Generation Intermittent | 0 | -0.1311 | -0.051858 | -0.13095 | -0.082601 | 0 | -0.10497 | -0.095307 | 0 |  |  | -0.068608 | -0.049267 | -0.019488 | -0.049208 | -0.031041 | 0 | -0.056354 | -0.051165 | 0
LV Generation Intermittent no RP charge | 0 | -0.1311 | -0.051858 | -0.13095 | -0.082601 | 0 | -0.10497 | -0.095307 | 0 |  |  | -0.068608 | -0.049267 | -0.019488 | -0.049208 | -0.031041 | 0 | -0.056354 | -0.051165 | 0
LV Generation Non-Intermittent | 0 | -0.99067 | -0.39186 | -0.84273 | -0.5316 | 0 | -0.67558 | -0.61337 | 0 |  |  | -0.67589 | -0.37228 | -0.14726 | -0.31669 | -0.19977 | 0 | -0.36268 | -0.32928 | 0
LV Generation Non-Intermittent no RP charge | 0 | -0.99067 | -0.39186 | -0.84273 | -0.5316 | 0 | -0.67558 | -0.61337 | 0 |  |  | -0.67589 | -0.37228 | -0.14726 | -0.31669 | -0.19977 | 0 | -0.36268 | -0.32928 | 0
LV Sub Generation Intermittent | 0 | -0.1252 | -0.049523 | -0.12505 | -0.078881 | 0 | -0.10025 | 0 | 0 |  |  | -0.065518 | -0.047048 | -0.01861 | -0.046992 | -0.029643 | 0 | -0.053816 | 0 | 0
LV Sub Generation Intermittent no RP charge | 0 | -0.1252 | -0.049523 | -0.12505 | -0.078881 | 0 | -0.10025 | 0 | 0 |  |  | -0.065518 | -0.047048 | -0.01861 | -0.046992 | -0.029643 | 0 | -0.053816 | 0 | 0
LV Sub Generation Non-Intermittent | 0 | -0.94605 | -0.37422 | -0.80478 | -0.50766 | 0 | -0.64515 | 0 | 0 |  |  | -0.64545 | -0.35552 | -0.14063 | -0.30243 | -0.19077 | 0 | -0.34635 | 0 | 0
LV Sub Generation Non-Intermittent no RP charge | 0 | -0.94605 | -0.37422 | -0.80478 | -0.50766 | 0 | -0.64515 | 0 | 0 |  |  | -0.64545 | -0.35552 | -0.14063 | -0.30243 | -0.19077 | 0 | -0.34635 | 0 | 0
HV Generation Intermittent | 0 | -0.12359 | -0.048887 | -0.12344 | -0.033484 | 0 | 0 | 0 | 0 |  |  | -0.064677 | -0.046445 | -0.018371 | -0.046389 | -0.029262 | 0 | 0 | 0 | 0
HV Generation Intermittent no RP charge | 0 | -0.12359 | -0.048887 | -0.12344 | -0.033484 | 0 | 0 | 0 | 0 |  |  | -0.064677 | -0.046445 | -0.018371 | -0.046389 | -0.029262 | 0 | 0 | 0 | 0
HV Generation Non-Intermittent | 0 | -0.93391 | -0.36941 | -0.79445 | -0.21549 | 0 | 0 | 0 | 0 |  |  | -0.63717 | -0.35096 | -0.13882 | -0.29855 | -0.18832 | 0 | 0 | 0 | 0
HV Generation Non-Intermittent no RP charge | 0 | -0.93391 | -0.36941 | -0.79445 | -0.21549 | 0 | 0 | 0 | 0 |  |  | -0.63717 | -0.35096 | -0.13882 | -0.29855 | -0.18832 | 0 | 0 | 0 | 0
3302. Unit rate 2 p/kWh (elements)
Data sources:
x1 = 3005. Unit rate 2 total p/kWh (taking account of standing charges) — for Tariffs with Unit rate 2 p/kWh from Standard 2 kWh
x2 = 2904. Pay-as-you-go unit rate 2 (p/kWh) — for Tariffs with Unit rate 2 p/kWh from PAYG 2 kWh
x3 = 2904. Pay-as-you-go unit rate 2 (p/kWh) — for Tariffs with Unit rate 2 p/kWh from PAYG 2 kWh & customer
x4 = 2203. LV unmetered service model asset charge (p/kWh) — for Tariffs with Unit rate 2 p/kWh from PAYG 2 kWh & customer
x5 = 2712. Operating expenditure for unmetered customer assets (p/kWh) — for Tariffs with Unit rate 2 p/kWh from PAYG 2 kWh & customer
Combine tables = x1 or x2 or x3 or x4 or x5
| GSPs | Assets 132kV | Assets 132kV/EHV | Assets EHV | Assets EHV/HV | Assets 132kV/HV | Assets HV | Assets HV/LV | Assets LV circuits | Assets LV customer | Assets HV customer | Transmission exit | Operating 132kV | Operating 132kV/EHV | Operating EHV | Operating EHV/HV | Operating 132kV/HV | Operating HV | Operating HV/LV | Operating LV circuits | Operating LV customer | Operating HV customer
Domestic Unrestricted
Domestic Two Rate | 0 | 0.028357 | 0.011217 | 0.029667 | 0.018714 | 0 | 0.023783 | 0.021593 | 0 |  |  | 0.0030846 | 0.010656 | 0.0042151 | 0.011149 | 0.0070326 | 0 | 0.012768 | 0.011592 | 0
Domestic Off Peak (related MPAN)
Small Non Domestic Unrestricted
Small Non Domestic Two Rate | 0 | 0.022507 | 0.0089029 | 0.023546 | 0.014853 | 0 | 0.018876 | 0.017138 | 0 |  |  | 0.0024484 | 0.008458 | 0.0033456 | 0.0088484 | 0.0055816 | 0 | 0.010133 | 0.0092002 | 0
Small Non Domestic Off Peak (related MPAN)
LV Medium Non-Domestic | 0 | 0.02112 | 0.0083543 | 0.022096 | 0.013938 | 0 | 0.017713 | 0.016082 | 0 |  |  | 0.0022974 | 0.0079368 | 0.0031395 | 0.0083036 | 0.0052379 | 0 | 0.0095094 | 0.0086338 | 0
LV Sub Medium Non-Domestic | 0 | 0.020534 | 0.0081224 | 0.021483 | 0.013552 | 0 | 0.017222 | 0 | 0 |  |  | 0.0022337 | 0.0077166 | 0.0030523 | 0.0080732 | 0.0050926 | 0 | 0.0092455 | 0 | 0
HV Medium Non-Domestic | 0 | 0.020537 | 0.0081234 | 0.017189 | 0 | 0 | 0 | 0 | 0 |  |  | 0.0022339 | 0.0077175 | 0.0030527 | 0.0064593 | 0 | 0 | 0 | 0 | 0
LV Network Domestic | 0 | 0.15941 | 0.063054 | 0.22204 | 0.14006 | 0 | 0.178 | 0.16161 | 0 |  |  | 0.036154 | 0.059904 | 0.023695 | 0.083439 | 0.052634 | 0 | 0.095556 | 0.086757 | 0
LV Network Non-Domestic Non-CT | 0 | 0.14407 | 0.056989 | 0.20067 | 0.12659 | 0 | 0.16087 | 0.14606 | 0 |  |  | 0.032702 | 0.054141 | 0.021416 | 0.075412 | 0.04757 | 0 | 0.086362 | 0.07841 | 0
LV HH Metered | 0 | 0.12773 | 0.050526 | 0.17792 | 0.11223 | 0 | 0.1141 | 0 | 0 |  |  | 0.028984 | 0.048001 | 0.018987 | 0.06686 | 0.042176 | 0 | 0.061255 | 0 | 0
LV Sub HH Metered | 0 | 0.12139 | 0.048018 | 0.16909 | 0.10666 | 0 | 0 | 0 | 0 |  |  | 0.027545 | 0.045619 | 0.018045 | 0.063542 | 0.040082 | 0 | 0 | 0 | 0
HV HH Metered | 0 | 0.10901 | 0.043121 | 0.12147 | 0 | 0 | 0 | 0 | 0 |  |  | 0.024736 | 0.040966 | 0.016204 | 0.045649 | 0 | 0 | 0 | 0 | 0
NHH UMS category A
NHH UMS category B
NHH UMS category C
NHH UMS category D
LV UMS (Pseudo HH Metered) | 0 | 0.13194 | 0.05219 | 0.17247 | 0.10879 | 0 | 0.13826 | 0.12553 | 0.0029823 |  |  | 0.029225 | 0.049582 | 0.019612 | 0.064811 | 0.040883 | 0 | 0.074222 | 0.067388 | 0.037357 | 1.6012
LV Generation NHH or Aggregate HH
LV Sub Generation NHH
LV Generation Intermittent
LV Generation Intermittent no RP charge
LV Generation Non-Intermittent | 0 | -0.11042 | -0.043677 | -0.1538 | -0.097018 | 0 | -0.12329 | -0.11194 | 0 |  |  | -0.025055 | -0.041494 | -0.016413 | -0.057797 | -0.036458 | 0 | -0.066189 | -0.060095 | 0
LV Generation Non-Intermittent no RP charge | 0 | -0.11042 | -0.043677 | -0.1538 | -0.097018 | 0 | -0.12329 | -0.11194 | 0 |  |  | -0.025055 | -0.041494 | -0.016413 | -0.057797 | -0.036458 | 0 | -0.066189 | -0.060095 | 0
LV Sub Generation Intermittent
LV Sub Generation Intermittent no RP charge
LV Sub Generation Non-Intermittent | 0 | -0.10545 | -0.04171 | -0.14687 | -0.092648 | 0 | -0.11774 | 0 | 0 |  |  | -0.023926 | -0.039626 | -0.015674 | -0.055194 | -0.034816 | 0 | -0.063209 | 0 | 0
LV Sub Generation Non-Intermittent no RP charge | 0 | -0.10545 | -0.04171 | -0.14687 | -0.092648 | 0 | -0.11774 | 0 | 0 |  |  | -0.023926 | -0.039626 | -0.015674 | -0.055194 | -0.034816 | 0 | -0.063209 | 0 | 0
HV Generation Intermittent
HV Generation Intermittent no RP charge
HV Generation Non-Intermittent | 0 | -0.10409 | -0.041174 | -0.14499 | -0.039327 | 0 | 0 | 0 | 0 |  |  | -0.023619 | -0.039117 | -0.015473 | -0.054485 | -0.03437 | 0 | 0 | 0 | 0
HV Generation Non-Intermittent no RP charge | 0 | -0.10409 | -0.041174 | -0.14499 | -0.039327 | 0 | 0 | 0 | 0 |  |  | -0.023619 | -0.039117 | -0.015473 | -0.054485 | -0.03437 | 0 | 0 | 0 | 0
3303. Unit rate 3 p/kWh (elements)
Data sources:
x1 = 3006. Unit rate 3 total p/kWh (taking account of standing charges) — for Tariffs with Unit rate 3 p/kWh from Standard 3 kWh
x2 = 2905. Pay-as-you-go unit rate 3 (p/kWh) — for Tariffs with Unit rate 3 p/kWh from PAYG 3 kWh
x3 = 2905. Pay-as-you-go unit rate 3 (p/kWh) — for Tariffs with Unit rate 3 p/kWh from PAYG 3 kWh & customer
x4 = 2203. LV unmetered service model asset charge (p/kWh) — for Tariffs with Unit rate 3 p/kWh from PAYG 3 kWh & customer
x5 = 2712. Operating expenditure for unmetered customer assets (p/kWh) — for Tariffs with Unit rate 3 p/kWh from PAYG 3 kWh & customer
Combine tables = x1 or x2 or x3 or x4 or x5
| GSPs | Assets 132kV | Assets 132kV/EHV | Assets EHV | Assets EHV/HV | Assets 132kV/HV | Assets HV | Assets HV/LV | Assets LV circuits | Assets LV customer | Assets HV customer | Transmission exit | Operating 132kV | Operating 132kV/EHV | Operating EHV | Operating EHV/HV | Operating 132kV/HV | Operating HV | Operating HV/LV | Operating LV circuits | Operating LV customer | Operating HV customer
Domestic Unrestricted
Domestic Two Rate
Domestic Off Peak (related MPAN)
Small Non Domestic Unrestricted
Small Non Domestic Two Rate
Small Non Domestic Off Peak (related MPAN)
LV Medium Non-Domestic
LV Sub Medium Non-Domestic
HV Medium Non-Domestic
LV Network Domestic | 0 | 0.025652 | 0.010147 | 0.026838 | 0.01693 | 0 | 0.021515 | 0.019534 | 0 |  |  | 0.0027892 | 0.00964 | 0.0038131 | 0.010086 | 0.006362 | 0 | 0.01155 | 0.010487 | 0
LV Network Non-Domestic Non-CT | 0 | 0.023185 | 0.0091709 | 0.024256 | 0.015301 | 0 | 0.019445 | 0.017654 | 0 |  |  | 0.0025228 | 0.0087127 | 0.0034463 | 0.0091152 | 0.0057499 | 0 | 0.010439 | 0.0094776 | 0
LV HH Metered | 0 | 0.020556 | 0.0081309 | 0.021506 | 0.013566 | 0 | 0.013792 | 0 | 0 |  |  | 0.002236 | 0.0077246 | 0.0030555 | 0.0080816 | 0.0050979 | 0 | 0.0074041 | 0 | 0
LV Sub HH Metered | 0 | 0.019535 | 0.0077273 | 0.020438 | 0.012892 | 0 | 0 | 0 | 0 |  |  | 0.002125 | 0.0073412 | 0.0029039 | 0.0076805 | 0.0048449 | 0 | 0 | 0 | 0
HV HH Metered | 0 | 0.017543 | 0.0069392 | 0.014683 | 0 | 0 | 0 | 0 | 0 |  |  | 0.0019083 | 0.0065925 | 0.0026077 | 0.0055177 | 0 | 0 | 0 | 0 | 0
NHH UMS category A
NHH UMS category B
NHH UMS category C
NHH UMS category D
LV UMS (Pseudo HH Metered) | 0 | 0.021448 | 0.0084839 | 0.022439 | 0.014155 | 0 | 0.017988 | 0.016332 | 0.00038802 |  |  | 0.0023331 | 0.0080599 | 0.0031882 | 0.0084324 | 0.0053192 | 0 | 0.0096569 | 0.0087677 | 0.0048605 | 1.6012
LV Generation NHH or Aggregate HH
LV Sub Generation NHH
LV Generation Intermittent
LV Generation Intermittent no RP charge
LV Generation Non-Intermittent | 0 | -0.017769 | -0.0070287 | -0.01859 | -0.011727 | 0 | -0.014903 | -0.013531 | 0 |  |  | -0.0019329 | -0.0066775 | -0.0026413 | -0.006986 | -0.0044068 | 0 | -0.0080005 | -0.0072638 | 0
LV Generation Non-Intermittent no RP charge | 0 | -0.017769 | -0.0070287 | -0.01859 | -0.011727 | 0 | -0.014903 | -0.013531 | 0 |  |  | -0.0019329 | -0.0066775 | -0.0026413 | -0.006986 | -0.0044068 | 0 | -0.0080005 | -0.0072638 | 0
LV Sub Generation Intermittent
LV Sub Generation Intermittent no RP charge
LV Sub Generation Non-Intermittent | 0 | -0.016969 | -0.0067121 | -0.017753 | -0.011199 | 0 | -0.014232 | 0 | 0 |  |  | -0.0018458 | -0.0063767 | -0.0025224 | -0.0066714 | -0.0042084 | 0 | -0.0076402 | 0 | 0
LV Sub Generation Non-Intermittent no RP charge | 0 | -0.016969 | -0.0067121 | -0.017753 | -0.011199 | 0 | -0.014232 | 0 | 0 |  |  | -0.0018458 | -0.0063767 | -0.0025224 | -0.0066714 | -0.0042084 | 0 | -0.0076402 | 0 | 0
HV Generation Intermittent
HV Generation Intermittent no RP charge
HV Generation Non-Intermittent | 0 | -0.016751 | -0.006626 | -0.017525 | -0.0047536 | 0 | 0 | 0 | 0 |  |  | -0.0018221 | -0.0062949 | -0.00249 | -0.0065858 | -0.0041543 | 0 | 0 | 0 | 0
HV Generation Non-Intermittent no RP charge | 0 | -0.016751 | -0.006626 | -0.017525 | -0.0047536 | 0 | 0 | 0 | 0 |  |  | -0.0018221 | -0.0062949 | -0.00249 | -0.0065858 | -0.0041543 | 0 | 0 | 0 | 0
3304. Fixed charge p/MPAN/day (elements)
Data sources:
x1 = 3107. Fixed charge from standing charges factors p/MPAN/day — for Tariffs with Fixed charge p/MPAN/day from Fixed from network & customer
x2 = 2206. Service model p/MPAN/day (in Replacement annuities for service models) — for Tariffs with Fixed charge p/MPAN/day from Customer
x3 = 2206. Service model p/MPAN/day (in Replacement annuities for service models) — for Tariffs with Fixed charge p/MPAN/day from Fixed from network & customer
x4 = 2711. Operating expenditure for customer assets p/MPAN/day total (in Operating expenditure for customer assets p/MPAN/day) — for Tariffs with Fixed charge p/MPAN/day from Customer
x5 = 2711. Operating expenditure for customer assets p/MPAN/day total (in Operating expenditure for customer assets p/MPAN/day) — for Tariffs with Fixed charge p/MPAN/day from Fixed from network & customer
Combine tables = x1 or x2 or x3 or x4 or x5
| GSPs | Assets 132kV | Assets 132kV/EHV | Assets EHV | Assets EHV/HV | Assets 132kV/HV | Assets HV | Assets HV/LV | Assets LV circuits | Assets LV customer | Assets HV customer | Transmission exit | Operating 132kV | Operating 132kV/EHV | Operating EHV | Operating EHV/HV | Operating 132kV/HV | Operating HV | Operating HV/LV | Operating LV circuits | Operating LV customer | Operating HV customer
Domestic Unrestricted | 0 | 0 | 0 | 0 | 0 | 0 | 0 | 0 | 0.033566 | 0 | 0 | 0 | 0 | 0 | 0 | 0 | 0 | 0 | 0 | 0.42046 | 2.7783 | 0
Domestic Two Rate | 0 | 0 | 0 | 0 | 0 | 0 | 0 | 0 | 0.033566 | 0 | 0 | 0 | 0 | 0 | 0 | 0 | 0 | 0 | 0 | 0.42046 | 2.7783 | 0
Domestic Off Peak (related MPAN)
Small Non Domestic Unrestricted | 0 | 0 | 0 | 0 | 0 | 0 | 0 | 0 | 0.033566 | 0 | 0 | 0 | 0 | 0 | 0 | 0 | 0 | 0 | 0 | 0.42046 | 2.7783 | 0
Small Non Domestic Two Rate | 0 | 0 | 0 | 0 | 0 | 0 | 0 | 0 | 0.033566 | 0 | 0 | 0 | 0 | 0 | 0 | 0 | 0 | 0 | 0 | 0.42046 | 2.7783 | 0
Small Non Domestic Off Peak (related MPAN)
LV Medium Non-Domestic | 0 | 0 | 0 | 0 | 0 | 0 | 0 | 0 | 0.30468 | 0 | 0 | 0 | 0 | 0 | 0 | 0 | 0 | 0 | 0 | 3.8166 | 10.9787 | 0
LV Sub Medium Non-Domestic | 0 | 0 | 0 | 0 | 0 | 0 | 0 | 1.0758 | 0 | 0 | 0 | 0 | 0 | 0 | 0 | 0 | 0 | 0 | 13.4763 | 0 | 41.93 | 0
HV Medium Non-Domestic | 0 | 0 | 0 | 13.3727 | 18.1364 | 0 | 6.1573 | 0 | 0 | 0 | 0 | 0 | 0 | 0 | 5.0253 | 15.85 | 0 | 25.7093 | 0 | 0 | 0 | 92.1984
LV Network Domestic | 0 | 0 | 0 | 0 | 0 | 0 | 0 | 0 | 0.033566 | 0 | 0 | 0 | 0 | 0 | 0 | 0 | 0 | 0 | 0 | 0.42046 | 2.7783 | 0
LV Network Non-Domestic Non-CT | 0 | 0 | 0 | 0 | 0 | 0 | 0 | 0 | 0.033566 | 0 | 0 | 0 | 0 | 0 | 0 | 0 | 0 | 0 | 0 | 0.42046 | 2.7783 | 0
LV HH Metered | [9 empty] | 0 | 0 | [9 empty] | 13.0618 | 0
LV Sub HH Metered | [9 empty] | 0 | 0 | [9 empty] | 41.93 | 0
HV HH Metered | [9 empty] | 0 | 0 | [9 empty] | 0 | 92.1984
NHH UMS category A
NHH UMS category B
NHH UMS category C
NHH UMS category D
LV UMS (Pseudo HH Metered)
LV Generation NHH or Aggregate HH | [9 empty] | 0 | 0 | [9 empty] | 0 | 0
LV Sub Generation NHH | [9 empty] | 0 | 0 | [9 empty] | 0 | 0
LV Generation Intermittent | [9 empty] | 0 | 0 | [9 empty] | 0 | 0
LV Generation Intermittent no RP charge | [9 empty] | 0 | 0 | [9 empty] | 0 | 0
LV Generation Non-Intermittent | [9 empty] | 0 | 0 | [9 empty] | 0 | 0
LV Generation Non-Intermittent no RP charge | [9 empty] | 0 | 0 | [9 empty] | 0 | 0
LV Sub Generation Intermittent | [9 empty] | 0 | 0 | [9 empty] | 0 | 0
LV Sub Generation Intermittent no RP charge | [9 empty] | 0 | 0 | [9 empty] | 0 | 0
LV Sub Generation Non-Intermittent | [9 empty] | 0 | 0 | [9 empty] | 0 | 0
LV Sub Generation Non-Intermittent no RP charge | [9 empty] | 0 | 0 | [9 empty] | 0 | 0
HV Generation Intermittent | [9 empty] | 0 | 0 | [9 empty] | 0 | 6.2083
HV Generation Intermittent no RP charge | [9 empty] | 0 | 0 | [9 empty] | 0 | 6.2083
HV Generation Non-Intermittent | [9 empty] | 0 | 0 | [9 empty] | 0 | 6.2083
HV Generation Non-Intermittent no RP charge | [9 empty] | 0 | 0 | [9 empty] | 0 | 6.2083
3305. Capacity charge p/kVA/day (elements)
Data sources:
x1 = 3002. Capacity charge p/kVA/day — for Tariffs with Capacity charge p/kVA/day from Capacity
Copy cells = x1
| GSPs | Assets 132kV | Assets 132kV/EHV | Assets EHV | Assets EHV/HV | Assets 132kV/HV | Assets HV | Assets HV/LV | Assets LV circuits | Assets LV customer | Assets HV customer | Transmission exit | Operating 132kV | Operating 132kV/EHV | Operating EHV | Operating EHV/HV | Operating 132kV/HV | Operating HV | Operating HV/LV | Operating LV circuits | Operating LV customer | Operating HV customer
Domestic Unrestricted
Domestic Two Rate
Domestic Off Peak (related MPAN)
Small Non Domestic Unrestricted
Small Non Domestic Two Rate
Small Non Domestic Off Peak (related MPAN)
LV Medium Non-Domestic
LV Sub Medium Non-Domestic
HV Medium Non-Domestic
LV Network Domestic
LV Network Non-Domestic Non-CT
LV HH Metered | 0 | 0 | 0 | 0 | 0 | 0 | 0.35503 | 1.6117 | 0.028921 |  |  | 0 | 0 | 0 | 0 | 0 | 0 | 0.1906 | 0.86523 | 0.36227
LV Sub HH Metered | 0 | 0 | 0 | 0 | 0 | 0 | 1.6952 | 0.065962 | 0 |  |  | 0 | 0 | 0 | 0 | 0 | 0 | 0.91006 | 0.82626 | 0
HV HH Metered | 0 | 0 | 0 | 0.46729 | 0.63375 | 0 | 0.21516 | 0 | 0 |  |  | 0 | 0 | 0 | 0.1756 | 0.55386 | 0 | 0.89838 | 0 | 0
NHH UMS category A
NHH UMS category B
NHH UMS category C
NHH UMS category D
LV UMS (Pseudo HH Metered)
LV Generation NHH or Aggregate HH
LV Sub Generation NHH
LV Generation Intermittent
LV Generation Intermittent no RP charge
LV Generation Non-Intermittent
LV Generation Non-Intermittent no RP charge
LV Sub Generation Intermittent
LV Sub Generation Intermittent no RP charge
LV Sub Generation Non-Intermittent
LV Sub Generation Non-Intermittent no RP charge
HV Generation Intermittent
HV Generation Intermittent no RP charge
HV Generation Non-Intermittent
HV Generation Non-Intermittent no RP charge
3306. Exceeded capacity charge p/kVA/day (elements)
Data sources:
x1 = 3007. Exceeded capacity charge p/kVA/day — for Tariffs with Exceeded capacity charge p/kVA/day from Capacity
Copy cells = x1
| GSPs | Assets 132kV | Assets 132kV/EHV | Assets EHV | Assets EHV/HV | Assets 132kV/HV | Assets HV | Assets HV/LV | Assets LV circuits | Assets LV customer | Assets HV customer | Transmission exit | Operating 132kV | Operating 132kV/EHV | Operating EHV | Operating EHV/HV | Operating 132kV/HV | Operating HV | Operating HV/LV | Operating LV circuits | Operating LV customer | Operating HV customer
Domestic Unrestricted
Domestic Two Rate
Domestic Off Peak (related MPAN)
Small Non Domestic Unrestricted
Small Non Domestic Two Rate
Small Non Domestic Off Peak (related MPAN)
LV Medium Non-Domestic
LV Sub Medium Non-Domestic
HV Medium Non-Domestic
LV Network Domestic
LV Network Non-Domestic Non-CT
LV HH Metered | 0 | 0 | 0 | 0 | 0 | 0 | 0.50719 | 2.3024 | 0.96402 |  |  | 0 | 0 | 0 | 0 | 0 | 0 | 0.1906 | 0.86523 | 0.36227
LV Sub HH Metered | 0 | 0 | 0 | 0 | 0 | 0 | 2.4217 | 2.1987 | 0 |  |  | 0 | 0 | 0 | 0 | 0 | 0 | 0.91006 | 0.82626 | 0
HV HH Metered | 0 | 0 | 0 | 0.46729 | 1.4738 | 0 | 2.3906 | 0 | 0 |  |  | 0 | 0 | 0 | 0.1756 | 0.55386 | 0 | 0.89838 | 0 | 0
NHH UMS category A
NHH UMS category B
NHH UMS category C
NHH UMS category D
LV UMS (Pseudo HH Metered)
LV Generation NHH or Aggregate HH
LV Sub Generation NHH
LV Generation Intermittent
LV Generation Intermittent no RP charge
LV Generation Non-Intermittent
LV Generation Non-Intermittent no RP charge
LV Sub Generation Intermittent
LV Sub Generation Intermittent no RP charge
LV Sub Generation Non-Intermittent
LV Sub Generation Non-Intermittent no RP charge
HV Generation Intermittent
HV Generation Intermittent no RP charge
HV Generation Non-Intermittent
HV Generation Non-Intermittent no RP charge
3307. Reactive power charge p/kVArh (elements)
Data sources:
x1 = 3206. Pay-as-you-go reactive p/kVArh
x2 = 3203. Standard reactive p/kVArh
Combine tables = x1 or x2
| GSPs | Assets 132kV | Assets 132kV/EHV | Assets EHV | Assets EHV/HV | Assets 132kV/HV | Assets HV | Assets HV/LV | Assets LV circuits | Assets LV customer | Assets HV customer | Transmission exit | Operating 132kV | Operating 132kV/EHV | Operating EHV | Operating EHV/HV | Operating 132kV/HV | Operating HV | Operating HV/LV | Operating LV circuits | Operating LV customer | Operating HV customer
Domestic Unrestricted
Domestic Two Rate
Domestic Off Peak (related MPAN)
Small Non Domestic Unrestricted
Small Non Domestic Two Rate
Small Non Domestic Off Peak (related MPAN)
LV Medium Non-Domestic
LV Sub Medium Non-Domestic
HV Medium Non-Domestic
LV Network Domestic
LV Network Non-Domestic Non-CT
LV HH Metered | 0 | 0.031272 | 0.012064 | 0.030462 | 0.015642 | 0 | 0.015903 | 0 | 0 |  |  | 0.016365 | 0.011752 | 0.0045335 | 0.011447 | 0.0058781 | 0 | 0.0085372 | 0 | 0
LV Sub HH Metered | 0 | 0.028549 | 0.011014 | 0.02781 | 0.01428 | 0 | 0 | 0 | 0 |  |  | 0.01494 | 0.010729 | 0.0041388 | 0.010451 | 0.0053664 | 0 | 0 | 0 | 0
HV HH Metered | 0 | 0.024454 | 0.0094339 | 0.019057 | 0 | 0 | 0 | 0 | 0 |  |  | 0.012797 | 0.0091898 | 0.0035452 | 0.0071614 | 0 | 0 | 0 | 0 | 0
NHH UMS category A
NHH UMS category B
NHH UMS category C
NHH UMS category D
LV UMS (Pseudo HH Metered)
LV Generation NHH or Aggregate HH
LV Sub Generation NHH
LV Generation Intermittent | 0 | 0.021997 | 0.008486 | 0.021428 | 0.011003 | 0 | 0.013983 | 0.012695 | 0.00030162 |  |  | 0.011511 | 0.0082664 | 0.0031889 | 0.0080523 | 0.0041348 | 0 | 0.0075066 | 0.0068154 | 0.0037782
LV Generation Intermittent no RP charge
LV Generation Non-Intermittent | 0 | 0.021997 | 0.008486 | 0.021428 | 0.011003 | 0 | 0.013983 | 0.012695 | 0.00030162 |  |  | 0.011511 | 0.0082664 | 0.0031889 | 0.0080523 | 0.0041348 | 0 | 0.0075066 | 0.0068154 | 0.0037782
LV Generation Non-Intermittent no RP charge
LV Sub Generation Intermittent | 0 | 0.021007 | 0.0081038 | 0.020463 | 0.010507 | 0 | 0.013353 | 0.00051958 | 0 |  |  | 0.010993 | 0.0078941 | 0.0030453 | 0.0076897 | 0.0039486 | 0 | 0.0071685 | 0.0065085 | 0
LV Sub Generation Intermittent no RP charge
LV Sub Generation Non-Intermittent | 0 | 0.021007 | 0.0081038 | 0.020463 | 0.010507 | 0 | 0.013353 | 0.00051958 | 0 |  |  | 0.010993 | 0.0078941 | 0.0030453 | 0.0076897 | 0.0039486 | 0 | 0.0071685 | 0.0065085 | 0
LV Sub Generation Non-Intermittent no RP charge
HV Generation Intermittent | 0 | 0.020737 | 0.0079998 | 0.0202 | 0.0044602 | 0 | 0.0016948 | 0 | 0 |  |  | 0.010852 | 0.0077928 | 0.0030062 | 0.007591 | 0.0038979 | 0 | 0.0070765 | 0 | 0
HV Generation Intermittent no RP charge
HV Generation Non-Intermittent | 0 | 0.020737 | 0.0079998 | 0.0202 | 0.0044602 | 0 | 0.0016948 | 0 | 0 |  |  | 0.010852 | 0.0077928 | 0.0030062 | 0.007591 | 0.0038979 | 0 | 0.0070765 | 0 | 0
HV Generation Non-Intermittent no RP charge
3308. Summary of charges before revenue matching
Data sources:
x1 = 3301. Unit rate 1 p/kWh (elements)
x2 = 3302. Unit rate 2 p/kWh (elements)
x3 = 3303. Unit rate 3 p/kWh (elements)
x4 = 3304. Fixed charge p/MPAN/day (elements)
x5 = 3305. Capacity charge p/kVA/day (elements)
x6 = 3306. Exceeded capacity charge p/kVA/day (elements)
x7 = 3307. Reactive power charge p/kVArh (elements)
Kind: | Cell summation | Cell summation | Cell summation | Cell summation | Cell summation | Cell summation | Cell summation
Formula: | =SUM(x1) | =SUM(x2) | =SUM(x3) | =SUM(x4) | =SUM(x5) | =SUM(x6) | =SUM(x7)
| Unit rate 1 p/kWh (total) | Unit rate 2 p/kWh (total) | Unit rate 3 p/kWh (total) | Fixed charge p/MPAN/day (total) | Capacity charge p/kVA/day (total) | Exceeded capacity charge p/kVA/day (total) | Reactive power charge p/kVArh
Domestic Unrestricted | 1.7128 | 0 | 0 | 3.2324 | 0 | 0 | 0
Domestic Two Rate | 2.0438 | 0.19383 | 0 | 3.2324 | 0 | 0 | 0
Domestic Off Peak (related MPAN) | 0.23452 | 0 | 0 | 0 | 0 | 0 | 0
Small Non Domestic Unrestricted | 1.5603 | 0 | 0 | 3.2324 | 0 | 0 | 0
Small Non Domestic Two Rate | 1.625 | 0.15384 | 0 | 3.2324 | 0 | 0 | 0
Small Non Domestic Off Peak (related MPAN) | 0.17624 | 0 | 0 | 0 | 0 | 0 | 0
LV Medium Non-Domestic | 1.6447 | 0.14436 | 0 | 15.0999 | 0 | 0 | 0
LV Sub Medium Non-Domestic | 1.3275 | 0.11633 | 0 | 56.482 | 0 | 0 | 0
HV Medium Non-Domestic | 0.78948 | 0.065312 | 0 | 176.4494 | 0 | 0 | 0
LV Network Domestic | 9.3107 | 1.3623 | 0.17534 | 3.2324 | 0 | 0 | 0
LV Network Non-Domestic Non-CT | 8.4157 | 1.2313 | 0.15848 | 3.2324 | 0 | 0 | 0
LV HH Metered | 6.1304 | 0.84878 | 0.11115 | 13.0618 | 3.4137 | 5.1917 | 0.16385
LV Sub HH Metered | 4.913 | 0.64 | 0.085489 | 41.93 | 3.4975 | 6.3568 | 0.12728
HV HH Metered | 3.4609 | 0.40117 | 0.055791 | 92.1984 | 2.944 | 5.9596 | 0.085639
NHH UMS category A | 2.7422 | 0 | 0 | 0 | 0 | 0 | 0
NHH UMS category B | 2.9418 | 0 | 0 | 0 | 0 | 0 | 0
NHH UMS category C | 4.0373 | 0 | 0 | 0 | 0 | 0 | 0
NHH UMS category D | 2.6707 | 0 | 0 | 0 | 0 | 0 | 0
LV UMS (Pseudo HH Metered) | 24.0102 | 2.7165 | 1.7531 | 0 | 0 | 0 | 0
LV Generation NHH or Aggregate HH | -0.92192 | 0 | 0 | 0 | 0 | 0 | 0
LV Sub Generation NHH | -0.74052 | 0 | 0 | 0 | 0 | 0 | 0
LV Generation Intermittent | -0.92192 | 0 | 0 | 0 | 0 | 0 | 0.14315
LV Generation Intermittent no RP charge | -0.92192 | 0 | 0 | 0 | 0 | 0 | 0
LV Generation Non-Intermittent | -6.4497 | -0.94365 | -0.12146 | 0 | 0 | 0 | 0.14315
LV Generation Non-Intermittent no RP charge | -6.4497 | -0.94365 | -0.12146 | 0 | 0 | 0 | 0
LV Sub Generation Intermittent | -0.74052 | 0 | 0 | 0 | 0 | 0 | 0.1212
LV Sub Generation Intermittent no RP charge | -0.74052 | 0 | 0 | 0 | 0 | 0 | 0
LV Sub Generation Non-Intermittent | -5.259 | -0.73686 | -0.096129 | 0 | 0 | 0 | 0.1212
LV Sub Generation Non-Intermittent no RP charge | -5.259 | -0.73686 | -0.096129 | 0 | 0 | 0 | 0
HV Generation Intermittent | -0.53455 | 0 | 0 | 6.2083 | 0 | 0 | 0.095308
HV Generation Intermittent no RP charge | -0.53455 | 0 | 0 | 6.2083 | 0 | 0 | 0
HV Generation Non-Intermittent | -3.9271 | -0.49665 | -0.067003 | 6.2083 | 0 | 0 | 0.095308
HV Generation Non-Intermittent no RP charge | -3.9271 | -0.49665 | -0.067003 | 6.2083 | 0 | 0 | 0

## Revenue
Revenue shortfall or surplus for Electricity North West Limited in 2018/19 (Version 1)
3401. Net revenues by tariff before matching (£)
Data sources:
x1 = 1010. Days in the charging year (in Financial and general assumptions)
x2 = 3308. Fixed charge p/MPAN/day (total) (in Summary of charges before revenue matching)
x3 = 2305. MPANs (in Equivalent volume for each end user)
x4 = 3308. Capacity charge p/kVA/day (total) (in Summary of charges before revenue matching)
x5 = 2305. Import capacity (kVA) (in Equivalent volume for each end user)
x6 = 3308. Exceeded capacity charge p/kVA/day (total) (in Summary of charges before revenue matching)
x7 = 2305. Exceeded capacity (kVA) (in Equivalent volume for each end user)
x8 = 3308. Unit rate 1 p/kWh (total) (in Summary of charges before revenue matching)
x9 = 2305. Rate 1 units (MWh) (in Equivalent volume for each end user)
x10 = 3308. Unit rate 2 p/kWh (total) (in Summary of charges before revenue matching)
x11 = 2305. Rate 2 units (MWh) (in Equivalent volume for each end user)
x12 = 3308. Unit rate 3 p/kWh (total) (in Summary of charges before revenue matching)
x13 = 2305. Rate 3 units (MWh) (in Equivalent volume for each end user)
x14 = 3308. Reactive power charge p/kVArh (in Summary of charges before revenue matching)
x15 = 2305. Reactive power units (MVArh) (in Equivalent volume for each end user)
Calculation =0.01*x1*(x2*x3+x4*x5+x6*x7)+10*(x8*x9+x10*x11+x12*x13+x14*x15)
Net revenues
Domestic Unrestricted | 131097022.7366
Domestic Two Rate | 12400186.4828
Domestic Off Peak (related MPAN) | 40772.1298
Small Non Domestic Unrestricted | 24302303.6846
Small Non Domestic Two Rate | 9453813.4707
Small Non Domestic Off Peak (related MPAN) | 34347.6269
LV Medium Non-Domestic | 272581.2484
LV Sub Medium Non-Domestic | 33290.8756
HV Medium Non-Domestic | 32217.8993
LV Network Domestic | 19.7213
LV Network Non-Domestic Non-CT | 3121986.1468
LV HH Metered | 54739968.6523
LV Sub HH Metered | 20690741.3886
HV HH Metered | 47125802.3137
NHH UMS category A | 600636.7635
NHH UMS category B | 260762.0873
NHH UMS category C | 11192.5722
NHH UMS category D | 26.7067
LV UMS (Pseudo HH Metered) | 7456027.6584
LV Generation NHH or Aggregate HH | -6438.5038
LV Sub Generation NHH | -7.4052
LV Generation Intermittent | -293670.0566
LV Generation Intermittent no RP charge | -9.2192
LV Generation Non-Intermittent | -49901.0166
LV Generation Non-Intermittent no RP charge | -105.2782
LV Sub Generation Intermittent | -19562.5513
LV Sub Generation Intermittent no RP charge | -7.4052
LV Sub Generation Non-Intermittent | -10829.3206
LV Sub Generation Non-Intermittent no RP charge | -79.8985
HV Generation Intermittent | -2498908.8286
HV Generation Intermittent no RP charge | -5.3362
HV Generation Non-Intermittent | -2219238.3327
HV Generation Non-Intermittent no RP charge | -39.2082
3402. Target CDCM revenue
Data sources:
x1 = 1001. Value (in CDCM target revenue (£ unless otherwise stated))
x2 = Target CDCM revenue (£/year) (in Target CDCM revenue)
x3 = 1001. Calculations (£/year) (in CDCM target revenue (£ unless otherwise stated))
Kind: | Special calculation | Calculation
Formula: | = derived from x1 | =x2-x3
| Target CDCM revenue (£/year) | Check (should be zero)
Latest forecast of CDCM Revenue | 401826972.5198 | 0
3403. Revenue surplus or shortfall
Data sources:
x1 = 3401. Net revenues by tariff before matching (£)
x2 = 3402. Target CDCM revenue (£/year) (in Target CDCM revenue)
x3 = Total net revenues before matching (£) (in Revenue surplus or shortfall)
Kind: | Cell summation | Calculation
Formula: | =SUM(x1) | =x2-x3
| Total net revenues before matching (£) | Revenue shortfall (surplus) £
Revenue surplus or shortfall | 306574897.8042 | 95252074.7156

## Adder
Adder for Electricity North West Limited in 2018/19 (Version 1)
3501. Adder value at which the minimum is breached
Data sources:
x1 = 3308. Unit rate 1 p/kWh (total) (in Summary of charges before revenue matching)
x2 = 3308. Unit rate 2 p/kWh (total) (in Summary of charges before revenue matching)
x3 = 3308. Unit rate 3 p/kWh (total) (in Summary of charges before revenue matching)
Kind: | Calculation | Calculation | Calculation
Formula: | =0-x1 | =0-x2 | =0-x3
| Adder threshold for Unit rate 1 p/kWh | Adder threshold for Unit rate 2 p/kWh | Adder threshold for Unit rate 3 p/kWh
Domestic Unrestricted | -1.7128
Domestic Two Rate | -2.0438 | -0.19383
Domestic Off Peak (related MPAN) | -0.23452
Small Non Domestic Unrestricted | -1.5603
Small Non Domestic Two Rate | -1.625 | -0.15384
Small Non Domestic Off Peak (related MPAN) | -0.17624
LV Medium Non-Domestic | -1.6447 | -0.14436
LV Sub Medium Non-Domestic | -1.3275 | -0.11633
HV Medium Non-Domestic | -0.78948 | -0.065312
LV Network Domestic | -9.3107 | -1.3623 | -0.17534
LV Network Non-Domestic Non-CT | -8.4157 | -1.2313 | -0.15848
LV HH Metered | -6.1304 | -0.84878 | -0.11115
LV Sub HH Metered | -4.913 | -0.64 | -0.085489
HV HH Metered | -3.4609 | -0.40117 | -0.055791
NHH UMS category A | -2.7422
NHH UMS category B | -2.9418
NHH UMS category C | -4.0373
NHH UMS category D | -2.6707
LV UMS (Pseudo HH Metered) | -24.0102 | -2.7165 | -1.7531
LV Generation NHH or Aggregate HH | 0.92192
LV Sub Generation NHH | 0.74052
LV Generation Intermittent | 0.92192
LV Generation Intermittent no RP charge | 0.92192
LV Generation Non-Intermittent | 6.4497 | 0.94365 | 0.12146
LV Generation Non-Intermittent no RP charge | 6.4497 | 0.94365 | 0.12146
LV Sub Generation Intermittent | 0.74052
LV Sub Generation Intermittent no RP charge | 0.74052
LV Sub Generation Non-Intermittent | 5.259 | 0.73686 | 0.096129
LV Sub Generation Non-Intermittent no RP charge | 5.259 | 0.73686 | 0.096129
HV Generation Intermittent | 0.53455
HV Generation Intermittent no RP charge | 0.53455
HV Generation Non-Intermittent | 3.9271 | 0.49665 | 0.067003
HV Generation Non-Intermittent no RP charge | 3.9271 | 0.49665 | 0.067003
3502. Marginal revenue effect of adder
Data sources:
x1 = 2302. Load coefficient
x2 = 2305. Rate 1 units (MWh) (in Equivalent volume for each end user)
x3 = 2305. Rate 2 units (MWh) (in Equivalent volume for each end user)
x4 = 2305. Rate 3 units (MWh) (in Equivalent volume for each end user)
Kind: | Calculation | Calculation | Calculation
Formula: | =IF(x1<0,0,x2*10) | =IF(x1<0,0,x3*10) | =IF(x1<0,0,x4*10)
| Effect through Unit rate 1 p/kWh | Effect through Unit rate 2 p/kWh | Effect through Unit rate 3 p/kWh
Domestic Unrestricted | 62407419.4279 | 0 | 0
Domestic Two Rate | 4573194.2556 | 4557979.457 | 0
Domestic Off Peak (related MPAN) | 173852.748 | 0 | 0
Small Non Domestic Unrestricted | 14646428.4779 | 0 | 0
Small Non Domestic Two Rate | 5376863.3829 | 1992371.5183 | 0
Small Non Domestic Off Peak (related MPAN) | 194886.4584 | 0 | 0
LV Medium Non-Domestic | 149440.5561 | 38717.4465 | 0
LV Sub Medium Non-Domestic | 19370.7012 | 4951.971 | 0
HV Medium Non-Domestic | 21901.8662 | 6336.7601 | 0
LV Network Domestic | 1.0556 | 3.7475 | 5.1969
LV Network Non-Domestic Non-CT | 226136.9986 | 802847.8772 | 1113365.1707
LV HH Metered | 3381545.0491 | 12015587.1896 | 15506270.4505
LV Sub HH Metered | 1447130.8098 | 5275786.426 | 7044291.8491
HV HH Metered | 4974576.2834 | 16924667.8177 | 27716102.9768
NHH UMS category A | 219035.0879 | 0 | 0
NHH UMS category B | 88641.5441 | 0 | 0
NHH UMS category C | 2772.2991 | 0 | 0
NHH UMS category D | 10 | 0 | 0
LV UMS (Pseudo HH Metered) | 125334.4189 | 313670.1649 | 2050479.9134
LV Generation NHH or Aggregate HH | 0 | 0 | 0
LV Sub Generation NHH | 0 | 0 | 0
LV Generation Intermittent | 0 | 0 | 0
LV Generation Intermittent no RP charge | 0 | 0 | 0
LV Generation Non-Intermittent | 0 | 0 | 0
LV Generation Non-Intermittent no RP charge | 0 | 0 | 0
LV Sub Generation Intermittent | 0 | 0 | 0
LV Sub Generation Intermittent no RP charge | 0 | 0 | 0
LV Sub Generation Non-Intermittent | 0 | 0 | 0
LV Sub Generation Non-Intermittent no RP charge | 0 | 0 | 0
HV Generation Intermittent | 0 | 0 | 0
HV Generation Intermittent no RP charge | 0 | 0 | 0
HV Generation Non-Intermittent | 0 | 0 | 0
HV Generation Non-Intermittent no RP charge | 0 | 0 | 0
3503. Constraint-free solution
Data sources:
x1 = 3403. Revenue shortfall (surplus) £ (in Revenue surplus or shortfall)
x2 = 3502. Effect through Unit rate 1 p/kWh (in Marginal revenue effect of adder)
x3 = 3502. Effect through Unit rate 2 p/kWh (in Marginal revenue effect of adder)
x4 = 3502. Effect through Unit rate 3 p/kWh (in Marginal revenue effect of adder)
Calculation =x1/SUM(x2,x3,x4)
Constraint-free solution
Constraint-free solution | 0.49253
3504. Starting point
Data sources:
x1 = 3503. Constraint-free solution
x2 = 3501. Adder threshold for Unit rate 1 p/kWh (in Adder value at which the minimum is breached)
x3 = 3501. Adder threshold for Unit rate 2 p/kWh (in Adder value at which the minimum is breached)
x4 = 3501. Adder threshold for Unit rate 3 p/kWh (in Adder value at which the minimum is breached)
Calculation =MIN(x1,x2,x3,x4)
Starting point
Starting point | -24.0102
3505. Solve for General adder rate (p/kWh)
Data sources:
x1 = 3504. Starting point
x2 = 3501. Adder threshold for Unit rate 1 p/kWh (in Adder value at which the minimum is breached)
x3 = 3501. Adder threshold for Unit rate 2 p/kWh (in Adder value at which the minimum is breached)
x4 = 3501. Adder threshold for Unit rate 3 p/kWh (in Adder value at which the minimum is breached)
x5 = 3502. Effect through Unit rate 1 p/kWh (in Marginal revenue effect of adder)
x6 = 3502. Effect through Unit rate 2 p/kWh (in Marginal revenue effect of adder)
x7 = 3502. Effect through Unit rate 3 p/kWh (in Marginal revenue effect of adder)
x8 = Location (in Solve for General adder rate (p/kWh))
x9 = Kink (in Solve for General adder rate (p/kWh))
x10 = Ranking before tie break (in Solve for General adder rate (p/kWh))
x11 = Counter (in Solve for General adder rate (p/kWh))
x12 = Tie breaker (in Solve for General adder rate (p/kWh))
x13 = Ranking (in Solve for General adder rate (p/kWh))
x14 = Kink reordering (in Solve for General adder rate (p/kWh))
x15 = Starting slope contributions (in Solve for General adder rate (p/kWh))
x16 = New slope (in Solve for General adder rate (p/kWh))
x17 = Location (ordered) (in Solve for General adder rate (p/kWh))
x18 = Starting values (in Solve for General adder rate (p/kWh))
x19 = 3403. Revenue shortfall (surplus) £ (in Revenue surplus or shortfall)
x20 = 3503. Constraint-free solution
x21 = Value (in Solve for General adder rate (p/kWh))
Kind: | Special calculation | Special calculation | Special calculation | Special calculation | Special calculation | Fixed data | Calculation | Special calculation | Special calculation | Special calculation | Special calculation | Special calculation | Special calculation
Formula: | = x1 or x2 or x3 or x4 | Special calculation | =IF(ISERROR(x8),x9,0) | =MAX(x1,x8)*x9 | =RANK(x8,x8,1) |  | =x10*99+x11 | =RANK(x12,x12,1) | =MATCH(x11,x13,0) | =INDEX(x8,x14,1) or =x8 | Special calculation | Special calculation | Special calculation
| Location | Kink | Starting slope contributions | Starting values | Ranking before tie break | Counter | Tie breaker | Ranking | Kink reordering | Location (ordered) | New slope | Value | Root
Starting point | -24.0102 |  |  |  |  | 0 | 0 |  |  | -24.0102 | 0 | -325331071.0183
Kink 1 | -1.7128 | 62407419.4279 | 0 | -106892056.5165 | 14 | 1 | 1387 | 14 | 19 | -24.0102 | 125334.4189 | -325331071.0183
Kink 2 | -2.0438 | 4573194.2556 | 0 | -9346819.5422 | 12 | 2 | 1190 | 12 | 10 | -9.3107 | 125335.4745 | -323488719.5508
Kink 3 | -0.23452 | 173852.748 | 0 | -40772.1298 | 25 | 3 | 2478 | 25 | 11 | -8.4157 | 351472.4732 | -323376537.6514
Kink 4 | -1.5603 | 14646428.4779 | 0 | -22852243.4709 | 17 | 4 | 1687 | 17 | 12 | -6.1304 | 3733017.5223 | -322573327.8778
Kink 5 | -1.625 | 5376863.3829 | 0 | -8737583.0067 | 16 | 5 | 1589 | 16 | 13 | -4.913 | 5180148.332 | -318028618.2676
Kink 6 | -0.17624 | 194886.4584 | 0 | -34347.6269 | 27 | 6 | 2679 | 27 | 17 | -4.0373 | 5182920.6312 | -313492492.793
Kink 7 | -1.6447 | 149440.5561 | 0 | -245780.5452 | 15 | 7 | 1492 | 15 | 14 | -3.4609 | 10157496.9146 | -310505150.7508
Kink 8 | -1.3275 | 19370.7012 | 0 | -25715.0079 | 19 | 8 | 1889 | 19 | 16 | -2.9418 | 10246138.4587 | -305231911.8876
Kink 9 | -0.78948 | 21901.8662 | 0 | -17291.072 | 22 | 9 | 2187 | 22 | 15 | -2.7422 | 10465173.5466 | -303187140.9171
Kink 10 | -9.3107 | 1.0556 | 0 | -9.828 | 2 | 10 | 208 | 2 | 52 | -2.7165 | 10778843.7115 | -302917841.7523
Kink 11 | -8.4157 | 226136.9986 | 0 | -1903094.4186 | 3 | 11 | 308 | 3 | 18 | -2.6707 | 10778853.7115 | -302424216.1872
Kink 12 | -6.1304 | 3381545.0491 | 0 | -20730222.0695 | 4 | 12 | 408 | 4 | 2 | -2.0438 | 15352047.9671 | -295667618.4908
Kink 13 | -4.913 | 1447130.8098 | 0 | -7109700.9645 | 5 | 13 | 508 | 5 | 85 | -1.7531 | 17402527.8805 | -291204005.2218
Kink 14 | -3.4609 | 4974576.2834 | 0 | -17216544.786 | 7 | 14 | 707 | 7 | 1 | -1.7128 | 79809947.3085 | -290503258.6404
Kink 15 | -2.7422 | 219035.0879 | 0 | -600636.7635 | 9 | 15 | 906 | 9 | 7 | -1.6447 | 79959387.8645 | -285065081.0054
Kink 16 | -2.9418 | 88641.5441 | 0 | -260762.0873 | 8 | 16 | 808 | 8 | 5 | -1.625 | 85336251.2474 | -283494878.7625
Kink 17 | -4.0373 | 2772.2991 | 0 | -11192.5722 | 6 | 17 | 611 | 6 | 4 | -1.5603 | 99982679.7253 | -277967393.5579
Kink 18 | -2.6707 | 10 | 0 | -26.7067 | 11 | 18 | 1107 | 11 | 43 | -1.3623 | 99982683.4728 | -258174672.9761
Kink 19 | -24.0102 | 125334.4189 | 0 | -3009305.5666 | 1 | 19 | 118 | 1 | 8 | -1.3275 | 100002054.1741 | -254697452.0877
Kink 20 | 0.92192 | 0 | 0 | 0 | 89 | 20 | 8831 | 89 | 44 | -1.2313 | 100804902.0513 | -245071397.7953
Kink 21 | 0.74052 | 0 | 0 | 0 | 86 | 21 | 8535 | 86 | 45 | -0.84878 | 112820489.2409 | -206515003.0392
Kink 22 | 0.92192 | 0 | 0 | 0 | 89 | 22 | 8833 | 90 | 9 | -0.78948 | 112842391.107 | -199825032.4797
Kink 23 | 0.92192 | 0 | 0 | 0 | 89 | 23 | 8834 | 91 | 46 | -0.64 | 118118177.533 | -182956888.4542
Kink 24 | 6.4497 | 0 | 0 | 0 | 98 | 24 | 9726 | 98 | 47 | -0.40117 | 135042845.3508 | -154746735.3044
Kink 25 | 6.4497 | 0 | 0 | 0 | 98 | 25 | 9727 | 99 | 3 | -0.23452 | 135216698.0988 | -132242611.4709
Kink 26 | 0.74052 | 0 | 0 | 0 | 86 | 26 | 8540 | 87 | 35 | -0.19383 | 139774677.5558 | -126740153.9619
Kink 27 | 0.74052 | 0 | 0 | 0 | 86 | 27 | 8541 | 88 | 6 | -0.17624 | 139969564.0142 | -124282477.1905
Kink 28 | 5.259 | 0 | 0 | 0 | 96 | 28 | 9532 | 96 | 76 | -0.17534 | 139969569.2111 | -124156208.8956
Kink 29 | 5.259 | 0 | 0 | 0 | 96 | 29 | 9533 | 97 | 77 | -0.15848 | 141082934.3818 | -121795349.6831
Kink 30 | 0.53455 | 0 | 0 | 0 | 82 | 30 | 8148 | 82 | 38 | -0.15384 | 143075305.9001 | -121141110.033
Kink 31 | 0.53455 | 0 | 0 | 0 | 82 | 31 | 8149 | 83 | 40 | -0.14436 | 143114023.3466 | -119785593.7469
Kink 32 | 3.9271 | 0 | 0 | 0 | 94 | 32 | 9338 | 94 | 41 | -0.11633 | 143118975.3176 | -115773155.7936
Kink 33 | 3.9271 | 0 | 0 | 0 | 94 | 33 | 9339 | 95 | 78 | -0.11115 | 158625245.7681 | -115032110.0908
Kink 34 | 0 | 0 | 0 | 0 | 37 | 34 | 3697 | 37 | 79 | -0.085489 | 165669537.6171 | -110961688.0038
Kink 35 | -0.19383 | 4557979.457 | 0 | -883461.4465 | 26 | 35 | 2609 | 26 | 42 | -0.065312 | 165675874.3773 | -107619049.192
Kink 36 | 0 | 0 | 0 | 0 | 37 | 36 | 3699 | 38 | 80 | -0.055791 | 193391977.3541 | -106041698.8289
Kink 37 | 0 | 0 | 0 | 0 | 37 | 37 | 3700 | 39 | 34 | 0 | 193391977.3541 | -95252074.7156
Kink 38 | -0.15384 | 1992371.5183 | 0 | -306502.387 | 30 | 38 | 3008 | 30 | 36 | 0 | 193391977.3541 | -95252074.7156
Kink 39 | 0 | 0 | 0 | 0 | 37 | 39 | 3702 | 40 | 37 | 0 | 193391977.3541 | -95252074.7156
Kink 40 | -0.14436 | 38717.4465 | 0 | -5589.3986 | 31 | 40 | 3109 | 31 | 39 | 0 | 193391977.3541 | -95252074.7156
Kink 41 | -0.11633 | 4951.971 | 0 | -576.0488 | 32 | 41 | 3209 | 32 | 48 | 0 | 193391977.3541 | -95252074.7156
Kink 42 | -0.065312 | 6336.7601 | 0 | -413.8676 | 35 | 42 | 3507 | 35 | 49 | 0 | 193391977.3541 | -95252074.7156
Kink 43 | -1.3623 | 3.7475 | 0 | -5.1052 | 18 | 43 | 1825 | 18 | 50 | 0 | 193391977.3541 | -95252074.7156
Kink 44 | -1.2313 | 802847.8772 | 0 | -988516.2323 | 20 | 44 | 2024 | 20 | 51 | 0 | 193391977.3541 | -95252074.7156
Kink 45 | -0.84878 | 12015587.1896 | 0 | -10198552.493 | 21 | 45 | 2124 | 21 | 53 | 0 | 193391977.3541 | -95252074.7156
Kink 46 | -0.64 | 5275786.426 | 0 | -3376478.4385 | 23 | 46 | 2323 | 23 | 54 | 0 | 193391977.3541 | -95252074.7156
Kink 47 | -0.40117 | 16924667.8177 | 0 | -6789590.7959 | 24 | 47 | 2423 | 24 | 55 | 0 | 193391977.3541 | -95252074.7156
Kink 48 | 0 | 0 | 0 | 0 | 37 | 48 | 3711 | 41 | 56 | 0 | 193391977.3541 | -95252074.7156
Kink 49 | 0 | 0 | 0 | 0 | 37 | 49 | 3712 | 42 | 59 | 0 | 193391977.3541 | -95252074.7156
Kink 50 | 0 | 0 | 0 | 0 | 37 | 50 | 3713 | 43 | 60 | 0 | 193391977.3541 | -95252074.7156
Kink 51 | 0 | 0 | 0 | 0 | 37 | 51 | 3714 | 44 | 63 | 0 | 193391977.3541 | -95252074.7156
Kink 52 | -2.7165 | 313670.1649 | 0 | -852072.8894 | 10 | 52 | 1042 | 10 | 64 | 0 | 193391977.3541 | -95252074.7156
Kink 53 | 0 | 0 | 0 | 0 | 37 | 53 | 3716 | 45 | 67 | 0 | 193391977.3541 | -95252074.7156
Kink 54 | 0 | 0 | 0 | 0 | 37 | 54 | 3717 | 46 | 68 | 0 | 193391977.3541 | -95252074.7156
Kink 55 | 0 | 0 | 0 | 0 | 37 | 55 | 3718 | 47 | 69 | 0 | 193391977.3541 | -95252074.7156
Kink 56 | 0 | 0 | 0 | 0 | 37 | 56 | 3719 | 48 | 70 | 0 | 193391977.3541 | -95252074.7156
Kink 57 | 0.94365 | 0 | 0 | 0 | 92 | 57 | 9165 | 92 | 71 | 0 | 193391977.3541 | -95252074.7156
Kink 58 | 0.94365 | 0 | 0 | 0 | 92 | 58 | 9166 | 93 | 72 | 0 | 193391977.3541 | -95252074.7156
Kink 59 | 0 | 0 | 0 | 0 | 37 | 59 | 3722 | 49 | 73 | 0 | 193391977.3541 | -95252074.7156
Kink 60 | 0 | 0 | 0 | 0 | 37 | 60 | 3723 | 50 | 74 | 0 | 193391977.3541 | -95252074.7156
Kink 61 | 0.73686 | 0 | 0 | 0 | 84 | 61 | 8377 | 84 | 75 | 0 | 193391977.3541 | -95252074.7156
Kink 62 | 0.73686 | 0 | 0 | 0 | 84 | 62 | 8378 | 85 | 81 | 0 | 193391977.3541 | -95252074.7156
Kink 63 | 0 | 0 | 0 | 0 | 37 | 63 | 3726 | 51 | 82 | 0 | 193391977.3541 | -95252074.7156
Kink 64 | 0 | 0 | 0 | 0 | 37 | 64 | 3727 | 52 | 83 | 0 | 193391977.3541 | -95252074.7156
Kink 65 | 0.49665 | 0 | 0 | 0 | 80 | 65 | 7985 | 80 | 84 | 0 | 193391977.3541 | -95252074.7156
Kink 66 | 0.49665 | 0 | 0 | 0 | 80 | 66 | 7986 | 81 | 86 | 0 | 193391977.3541 | -95252074.7156
Kink 67 | 0 | 0 | 0 | 0 | 37 | 67 | 3730 | 53 | 87 | 0 | 193391977.3541 | -95252074.7156
Kink 68 | 0 | 0 | 0 | 0 | 37 | 68 | 3731 | 54 | 88 | 0 | 193391977.3541 | -95252074.7156
Kink 69 | 0 | 0 | 0 | 0 | 37 | 69 | 3732 | 55 | 89 | 0 | 193391977.3541 | -95252074.7156
Kink 70 | 0 | 0 | 0 | 0 | 37 | 70 | 3733 | 56 | 92 | 0 | 193391977.3541 | -95252074.7156
Kink 71 | 0 | 0 | 0 | 0 | 37 | 71 | 3734 | 57 | 93 | 0 | 193391977.3541 | -95252074.7156
Kink 72 | 0 | 0 | 0 | 0 | 37 | 72 | 3735 | 58 | 96 | 0 | 193391977.3541 | -95252074.7156
Kink 73 | 0 | 0 | 0 | 0 | 37 | 73 | 3736 | 59 | 97 | 0 | 193391977.3541 | -95252074.7156
Kink 74 | 0 | 0 | 0 | 0 | 37 | 74 | 3737 | 60 | 98 | 0.067003 | 193391977.3541 | -82294244.9628
Kink 75 | 0 | 0 | 0 | 0 | 37 | 75 | 3738 | 61 | 99 | 0.067003 | 193391977.3541 | -82294244.9628
Kink 76 | -0.17534 | 5.1969 | 0 | -0.91124 | 28 | 76 | 2848 | 28 | 94 | 0.096129 | 193391977.3541 | -76661451.5993
Kink 77 | -0.15848 | 1113365.1707 | 0 | -176440.8109 | 29 | 77 | 2948 | 29 | 95 | 0.096129 | 193391977.3541 | -76661451.5993
Kink 78 | -0.11115 | 15506270.4505 | 0 | -1723511.7552 | 33 | 78 | 3345 | 33 | 90 | 0.12146 | 193391977.3541 | -71763254.5675
Kink 79 | -0.085489 | 7044291.8491 | 0 | -602207.5095 | 34 | 79 | 3445 | 34 | 91 | 0.12146 | 193391977.3541 | -71763254.5675
Kink 80 | -0.055791 | 27716102.9768 | 0 | -1546322.3299 | 36 | 80 | 3644 | 36 | 65 | 0.49665 | 193391977.3541 | 795408.3968 | 0.49253
Kink 81 | 0 | 0 | 0 | 0 | 37 | 81 | 3744 | 62 | 66 | 0.49665 | 193391977.3541 | 795408.3968
Kink 82 | 0 | 0 | 0 | 0 | 37 | 82 | 3745 | 63 | 30 | 0.53455 | 193391977.3541 | 8125581.2398
Kink 83 | 0 | 0 | 0 | 0 | 37 | 83 | 3746 | 64 | 31 | 0.53455 | 193391977.3541 | 8125581.2398
Kink 84 | 0 | 0 | 0 | 0 | 37 | 84 | 3747 | 65 | 61 | 0.73686 | 193391977.3541 | 47251412.428
Kink 85 | -1.7531 | 2050479.9134 | 0 | -3594649.2024 | 13 | 85 | 1372 | 13 | 62 | 0.73686 | 193391977.3541 | 47251412.428
Kink 86 | 0 | 0 | 0 | 0 | 37 | 86 | 3749 | 66 | 21 | 0.74052 | 193391977.3541 | 47959280.0943
Kink 87 | 0 | 0 | 0 | 0 | 37 | 87 | 3750 | 67 | 26 | 0.74052 | 193391977.3541 | 47959280.0943
Kink 88 | 0 | 0 | 0 | 0 | 37 | 88 | 3751 | 68 | 27 | 0.74052 | 193391977.3541 | 47959280.0943
Kink 89 | 0 | 0 | 0 | 0 | 37 | 89 | 3752 | 69 | 20 | 0.92192 | 193391977.3541 | 83039526.9923
Kink 90 | 0.12146 | 0 | 0 | 0 | 78 | 90 | 7812 | 78 | 22 | 0.92192 | 193391977.3541 | 83039526.9923
Kink 91 | 0.12146 | 0 | 0 | 0 | 78 | 91 | 7813 | 79 | 23 | 0.92192 | 193391977.3541 | 83039526.9923
Kink 92 | 0 | 0 | 0 | 0 | 37 | 92 | 3755 | 70 | 57 | 0.94365 | 193391977.3541 | 87242121.9708
Kink 93 | 0 | 0 | 0 | 0 | 37 | 93 | 3756 | 71 | 58 | 0.94365 | 193391977.3541 | 87242121.9708
Kink 94 | 0.096129 | 0 | 0 | 0 | 76 | 94 | 7618 | 76 | 32 | 3.9271 | 193391977.3541 | 664213835.5529
Kink 95 | 0.096129 | 0 | 0 | 0 | 76 | 95 | 7619 | 77 | 33 | 3.9271 | 193391977.3541 | 664213835.5529
Kink 96 | 0 | 0 | 0 | 0 | 37 | 96 | 3759 | 72 | 28 | 5.259 | 193391977.3541 | 921797045.7943
Kink 97 | 0 | 0 | 0 | 0 | 37 | 97 | 3760 | 73 | 29 | 5.259 | 193391977.3541 | 921797045.7943
Kink 98 | 0.067003 | 0 | 0 | 0 | 74 | 98 | 7424 | 74 | 24 | 6.4497 | 193391977.3541 | 1152062118.1304
Kink 99 | 0.067003 | 0 | 0 | 0 | 74 | 99 | 7425 | 75 | 25 | 6.4497 | 193391977.3541 | 1152062118.1304
3506. General adder rate (p/kWh)
Data sources:
x1 = 3505. Root (in Solve for General adder rate (p/kWh))
Calculation =MIN(x1)
General adder rate (p/kWh)
General adder rate (p/kWh) | 0.49253
3507. Adder
Data sources:
x1 = 2302. Load coefficient
x2 = 3506. General adder rate (p/kWh)
x3 = 3501. Adder threshold for Unit rate 1 p/kWh (in Adder value at which the minimum is breached)
x4 = 3501. Adder threshold for Unit rate 2 p/kWh (in Adder value at which the minimum is breached)
x5 = 3501. Adder threshold for Unit rate 3 p/kWh (in Adder value at which the minimum is breached)
x6 = Adder on Unit rate 1 p/kWh (in Adder)
x7 = 2305. Rate 1 units (MWh) (in Equivalent volume for each end user)
x8 = Adder on Unit rate 2 p/kWh (in Adder)
x9 = 2305. Rate 2 units (MWh) (in Equivalent volume for each end user)
x10 = Adder on Unit rate 3 p/kWh (in Adder)
x11 = 2305. Rate 3 units (MWh) (in Equivalent volume for each end user)
Kind: | Calculation | Calculation | Calculation | Calculation
Formula: | =IF(x1<0,0,MAX(x2,x3)) | =IF(x1<0,0,MAX(x2,x4)) | =IF(x1<0,0,MAX(x2,x5)) | =0+10*(x6*x7+x8*x9+x10*x11)
| Adder on Unit rate 1 p/kWh | Adder on Unit rate 2 p/kWh | Adder on Unit rate 3 p/kWh | Net revenues by tariff from adder
Domestic Unrestricted | 0.49253 |  |  | 30737759.9603
Domestic Two Rate | 0.49253 | 0.49253 |  | 4497411.1781
Domestic Off Peak (related MPAN) | 0.49253 |  |  | 85628.3449
Small Non Domestic Unrestricted | 0.49253 |  |  | 7213860.2582
Small Non Domestic Two Rate | 0.49253 | 0.49253 |  | 3629596.8582
Small Non Domestic Off Peak (related MPAN) | 0.49253 |  |  | 95988.1571
LV Medium Non-Domestic | 0.49253 | 0.49253 |  | 92674.1655
LV Sub Medium Non-Domestic | 0.49253 | 0.49253 |  | 11979.7368
HV Medium Non-Domestic | 0.49253 | 0.49253 |  | 13908.4763
LV Network Domestic | 0.49253 | 0.49253 | 0.49253 | 4.9253
LV Network Non-Domestic Non-CT | 0.49253 | 0.49253 | 0.49253 | 1055179.6899
LV HH Metered | 0.49253 | 0.49253 | 0.49253 | 15220968.6368
LV Sub HH Metered | 0.49253 | 0.49253 | 0.49253 | 6780815.0385
HV HH Metered | 0.49253 | 0.49253 | 0.49253 | 24437232.6689
NHH UMS category A | 0.49253 |  |  | 107882.172
NHH UMS category B | 0.49253 |  |  | 43658.9516
NHH UMS category C | 0.49253 |  |  | 1365.4509
NHH UMS category D | 0.49253 |  |  | 4.9253
LV UMS (Pseudo HH Metered) | 0.49253 | 0.49253 | 0.49253 | 1226155.1207
LV Generation NHH or Aggregate HH | 0 |  |  | 0
LV Sub Generation NHH | 0 |  |  | 0
LV Generation Intermittent | 0 |  |  | 0
LV Generation Intermittent no RP charge | 0 |  |  | 0
LV Generation Non-Intermittent | 0 | 0 | 0 | 0
LV Generation Non-Intermittent no RP charge | 0 | 0 | 0 | 0
LV Sub Generation Intermittent | 0 |  |  | 0
LV Sub Generation Intermittent no RP charge | 0 |  |  | 0
LV Sub Generation Non-Intermittent | 0 | 0 | 0 | 0
LV Sub Generation Non-Intermittent no RP charge | 0 | 0 | 0 | 0
HV Generation Intermittent | 0 |  |  | 0
HV Generation Intermittent no RP charge | 0 |  |  | 0
HV Generation Non-Intermittent | 0 | 0 | 0 | 0
HV Generation Non-Intermittent no RP charge | 0 | 0 | 0 | 0

## Adjust
Tariff component adjustment and rounding for Electricity North West Limited in 2018/19 (Version 1)
3601. Tariffs before rounding
Data sources:
x1 = 3308. Unit rate 1 p/kWh (total) (in Summary of charges before revenue matching)
x2 = 3507. Adder on Unit rate 1 p/kWh (in Adder)
x3 = 3308. Unit rate 2 p/kWh (total) (in Summary of charges before revenue matching)
x4 = 3507. Adder on Unit rate 2 p/kWh (in Adder)
x5 = 3308. Unit rate 3 p/kWh (total) (in Summary of charges before revenue matching)
x6 = 3507. Adder on Unit rate 3 p/kWh (in Adder)
x7 = 3308. Fixed charge p/MPAN/day (total) (in Summary of charges before revenue matching)
x8 = 3308. Capacity charge p/kVA/day (total) (in Summary of charges before revenue matching)
x9 = 3308. Exceeded capacity charge p/kVA/day (total) (in Summary of charges before revenue matching)
x10 = 3308. Reactive power charge p/kVArh (in Summary of charges before revenue matching)
Kind: | Calculation | Calculation | Calculation | Copy cells | Copy cells | Copy cells | Copy cells
Formula: | =x1+x2 | =x3+x4 | =x5+x6 | =x7 | =x8 | =x9 | =x10
| Unit rate 1 p/kWh | Unit rate 2 p/kWh | Unit rate 3 p/kWh | Fixed charge p/MPAN/day | Capacity charge p/kVA/day | Exceeded capacity charge p/kVA/day | Reactive power charge p/kVArh
Domestic Unrestricted | 2.2053 |  |  | 3.2324
Domestic Two Rate | 2.5364 | 0.68636 |  | 3.2324
Domestic Off Peak (related MPAN) | 0.72705
Small Non Domestic Unrestricted | 2.0528 |  |  | 3.2324
Small Non Domestic Two Rate | 2.1176 | 0.64637 |  | 3.2324
Small Non Domestic Off Peak (related MPAN) | 0.66878
LV Medium Non-Domestic | 2.1372 | 0.6369 |  | 15.0999
LV Sub Medium Non-Domestic | 1.8201 | 0.60886 |  | 56.482
HV Medium Non-Domestic | 1.282 | 0.55785 |  | 176.4494
LV Network Domestic | 9.8033 | 1.8548 | 0.66788 | 3.2324
LV Network Non-Domestic Non-CT | 8.9082 | 1.7238 | 0.65101 | 3.2324
LV HH Metered | 6.6229 | 1.3413 | 0.60368 | 13.0618 | 3.4137 | 5.1917 | 0.16385
LV Sub HH Metered | 5.4055 | 1.1325 | 0.57802 | 41.93 | 3.4975 | 6.3568 | 0.12728
HV HH Metered | 3.9534 | 0.8937 | 0.54833 | 92.1984 | 2.944 | 5.9596 | 0.085639
NHH UMS category A | 3.2347
NHH UMS category B | 3.4343
NHH UMS category C | 4.5298
NHH UMS category D | 3.1632
LV UMS (Pseudo HH Metered) | 24.5027 | 3.209 | 2.2456
LV Generation NHH or Aggregate HH | -0.92192 |  |  | 0
LV Sub Generation NHH | -0.74052 |  |  | 0
LV Generation Intermittent | -0.92192 |  |  | 0 |  |  | 0.14315
LV Generation Intermittent no RP charge | -0.92192 |  |  | 0
LV Generation Non-Intermittent | -6.4497 | -0.94365 | -0.12146 | 0 |  |  | 0.14315
LV Generation Non-Intermittent no RP charge | -6.4497 | -0.94365 | -0.12146 | 0
LV Sub Generation Intermittent | -0.74052 |  |  | 0 |  |  | 0.1212
LV Sub Generation Intermittent no RP charge | -0.74052 |  |  | 0
LV Sub Generation Non-Intermittent | -5.259 | -0.73686 | -0.096129 | 0 |  |  | 0.1212
LV Sub Generation Non-Intermittent no RP charge | -5.259 | -0.73686 | -0.096129 | 0
HV Generation Intermittent | -0.53455 |  |  | 6.2083 |  |  | 0.095308
HV Generation Intermittent no RP charge | -0.53455 |  |  | 6.2083
HV Generation Non-Intermittent | -3.9271 | -0.49665 | -0.067003 | 6.2083 |  |  | 0.095308
HV Generation Non-Intermittent no RP charge | -3.9271 | -0.49665 | -0.067003 | 6.2083
3602. Decimal places
| Unit rate 1 p/kWh | Unit rate 2 p/kWh | Unit rate 3 p/kWh | Fixed charge p/MPAN/day | Capacity charge p/kVA/day | Exceeded capacity charge p/kVA/day | Reactive power charge p/kVArh
Decimal places | 3 | 3 | 3 | 2 | 2 | 2 | 3
3603. Tariff rounding
Data sources:
x1 = 3601. Unit rate 1 p/kWh before rounding (in Tariffs before rounding)
x2 = 3602. Unit rate 1 p/kWh decimal places (in Decimal places)
x3 = 3601. Unit rate 2 p/kWh before rounding (in Tariffs before rounding)
x4 = 3602. Unit rate 2 p/kWh decimal places (in Decimal places)
x5 = 3601. Unit rate 3 p/kWh before rounding (in Tariffs before rounding)
x6 = 3602. Unit rate 3 p/kWh decimal places (in Decimal places)
x7 = 3601. Fixed charge p/MPAN/day before rounding (in Tariffs before rounding)
x8 = 3602. Fixed charge p/MPAN/day decimal places (in Decimal places)
x9 = 3601. Capacity charge p/kVA/day before rounding (in Tariffs before rounding)
x10 = 3602. Capacity charge p/kVA/day decimal places (in Decimal places)
x11 = 3601. Exceeded capacity charge p/kVA/day before rounding (in Tariffs before rounding)
x12 = 3602. Exceeded capacity charge p/kVA/day decimal places (in Decimal places)
x13 = 3601. Reactive power charge p/kVArh before rounding (in Tariffs before rounding)
x14 = 3602. Reactive power charge p/kVArh decimal places (in Decimal places)
Kind: | Calculation | Calculation | Calculation | Calculation | Calculation | Calculation | Calculation
Formula: | =ROUND(x1,x2)-x1 | =ROUND(x3,x4)-x3 | =ROUND(x5,x6)-x5 | =ROUND(x7,x8)-x7 | =ROUND(x9,x10)-x9 | =ROUND(x11,x12)-x11 | =ROUND(x13,x14)-x13
| Unit rate 1 p/kWh | Unit rate 2 p/kWh | Unit rate 3 p/kWh | Fixed charge p/MPAN/day | Capacity charge p/kVA/day | Exceeded capacity charge p/kVA/day | Reactive power charge p/kVArh
Domestic Unrestricted | -0.00034382 |  |  | -0.0023742
Domestic Two Rate | -0.0003611 | -0.00036117 |  | -0.0023742
Domestic Off Peak (related MPAN) | -5.4799e-05
Small Non Domestic Unrestricted | 0.00020578 |  |  | -0.0023742
Small Non Domestic Two Rate | 0.00043278 | -0.00037171 |  | -0.0023742
Small Non Domestic Off Peak (related MPAN) | 0.00022196
LV Medium Non-Domestic | -0.00020472 | 0.00010243 |  | 6.8868e-05
LV Sub Medium Non-Domestic | -5.4496e-05 | 0.00013908 |  | -0.0020382
HV Medium Non-Domestic | -1.3136e-05 | 0.00015408 |  | 0.00064188
LV Network Domestic | -0.00025708 | 0.00016727 | 0.00012407 | -0.0023742
LV Network Non-Domestic Non-CT | -0.00020402 | 0.00020407 | -8.9827e-06 | -0.0023742
LV HH Metered | 6.6758e-05 | -0.00031061 | 0.00031691 | -0.0018062 | -0.003738 | -0.0017197 | 0.00014521
LV Sub HH Metered | -0.00049732 | 0.00047097 | -2.2467e-05 | 4.6948e-05 | 0.0025132 | 0.0032315 | -0.00027807
HV HH Metered | -0.00044052 | 0.00030088 | -0.00032522 | 0.0016239 | -0.0040394 | 0.00039315 | 0.0003611
NHH UMS category A | 0.00027198
NHH UMS category B | -0.00029305
NHH UMS category C | 0.0001775
NHH UMS category D | -0.00019934
LV UMS (Pseudo HH Metered) | 0.00025747 | 4.8742e-06 | 0.00038924
LV Generation NHH or Aggregate HH | -8.1707e-05 |  |  | 0
LV Sub Generation NHH | -0.00047624 |  |  | 0
LV Generation Intermittent | -8.1707e-05 |  |  | 0 |  |  | -0.00014774
LV Generation Intermittent no RP charge | -8.1707e-05 |  |  | 0
LV Generation Non-Intermittent | -0.00033125 | -0.00035074 | 0.00045706 | 0 |  |  | -0.00014774
LV Generation Non-Intermittent no RP charge | -0.00033125 | -0.00035074 | 0.00045706 | 0
LV Sub Generation Intermittent | -0.00047624 |  |  | 0 |  |  | -0.00020088
LV Sub Generation Intermittent no RP charge | -0.00047624 |  |  | 0
LV Sub Generation Non-Intermittent | 3.6796e-06 | -0.00013651 | 0.00012924 | 0 |  |  | -0.00020088
LV Sub Generation Non-Intermittent no RP charge | 3.6796e-06 | -0.00013651 | 0.00012924 | 0
HV Generation Intermittent | -0.00045013 |  |  | 0.0016631 |  |  | -0.00030806
HV Generation Intermittent no RP charge | -0.00045013 |  |  | 0.0016631
HV Generation Non-Intermittent | 8.0744e-05 | -0.00035332 | 2.9333e-06 | 0.0016631 |  |  | -0.00030806
HV Generation Non-Intermittent no RP charge | 8.0744e-05 | -0.00035332 | 2.9333e-06 | 0.0016631
3604. All the way tariffs
Data sources:
x1 = 3601. Unit rate 1 p/kWh before rounding (in Tariffs before rounding)
x2 = 3603. Unit rate 1 p/kWh rounding (in Tariff rounding)
x3 = 3601. Unit rate 2 p/kWh before rounding (in Tariffs before rounding)
x4 = 3603. Unit rate 2 p/kWh rounding (in Tariff rounding)
x5 = 3601. Unit rate 3 p/kWh before rounding (in Tariffs before rounding)
x6 = 3603. Unit rate 3 p/kWh rounding (in Tariff rounding)
x7 = 3601. Fixed charge p/MPAN/day before rounding (in Tariffs before rounding)
x8 = 3603. Fixed charge p/MPAN/day rounding (in Tariff rounding)
x9 = 3601. Capacity charge p/kVA/day before rounding (in Tariffs before rounding)
x10 = 3603. Capacity charge p/kVA/day rounding (in Tariff rounding)
x11 = 3601. Exceeded capacity charge p/kVA/day before rounding (in Tariffs before rounding)
x12 = 3603. Exceeded capacity charge p/kVA/day rounding (in Tariff rounding)
x13 = 3601. Reactive power charge p/kVArh before rounding (in Tariffs before rounding)
x14 = 3603. Reactive power charge p/kVArh rounding (in Tariff rounding)
Kind: | Calculation | Calculation | Calculation | Calculation | Calculation | Calculation | Calculation
Formula: | =x1+x2 | =x3+x4 | =x5+x6 | =x7+x8 | =x9+x10 | =x11+x12 | =x13+x14
| Unit rate 1 p/kWh | Unit rate 2 p/kWh | Unit rate 3 p/kWh | Fixed charge p/MPAN/day | Capacity charge p/kVA/day | Exceeded capacity charge p/kVA/day | Reactive power charge p/kVArh
Domestic Unrestricted | 2.205 |  |  | 3.23
Domestic Two Rate | 2.536 | 0.686 |  | 3.23
Domestic Off Peak (related MPAN) | 0.727
Small Non Domestic Unrestricted | 2.053 |  |  | 3.23
Small Non Domestic Two Rate | 2.118 | 0.646 |  | 3.23
Small Non Domestic Off Peak (related MPAN) | 0.669
LV Medium Non-Domestic | 2.137 | 0.637 |  | 15.1
LV Sub Medium Non-Domestic | 1.82 | 0.609 |  | 56.48
HV Medium Non-Domestic | 1.282 | 0.558 |  | 176.45
LV Network Domestic | 9.803 | 1.855 | 0.668 | 3.23
LV Network Non-Domestic Non-CT | 8.908 | 1.724 | 0.651 | 3.23
LV HH Metered | 6.623 | 1.341 | 0.604 | 13.06 | 3.41 | 5.19 | 0.164
LV Sub HH Metered | 5.405 | 1.133 | 0.578 | 41.93 | 3.5 | 6.36 | 0.127
HV HH Metered | 3.953 | 0.894 | 0.548 | 92.2 | 2.94 | 5.96 | 0.086
NHH UMS category A | 3.235
NHH UMS category B | 3.434
NHH UMS category C | 4.53
NHH UMS category D | 3.163
LV UMS (Pseudo HH Metered) | 24.503 | 3.209 | 2.246
LV Generation NHH or Aggregate HH | -0.922 |  |  | 0
LV Sub Generation NHH | -0.741 |  |  | 0
LV Generation Intermittent | -0.922 |  |  | 0 |  |  | 0.143
LV Generation Intermittent no RP charge | -0.922 |  |  | 0
LV Generation Non-Intermittent | -6.45 | -0.944 | -0.121 | 0 |  |  | 0.143
LV Generation Non-Intermittent no RP charge | -6.45 | -0.944 | -0.121 | 0
LV Sub Generation Intermittent | -0.741 |  |  | 0 |  |  | 0.121
LV Sub Generation Intermittent no RP charge | -0.741 |  |  | 0
LV Sub Generation Non-Intermittent | -5.259 | -0.737 | -0.096 | 0 |  |  | 0.121
LV Sub Generation Non-Intermittent no RP charge | -5.259 | -0.737 | -0.096 | 0
HV Generation Intermittent | -0.535 |  |  | 6.21 |  |  | 0.095
HV Generation Intermittent no RP charge | -0.535 |  |  | 6.21
HV Generation Non-Intermittent | -3.927 | -0.497 | -0.067 | 6.21 |  |  | 0.095
HV Generation Non-Intermittent no RP charge | -3.927 | -0.497 | -0.067 | 6.21
3605. Net revenues by tariff from rounding
Data sources:
x1 = 1010. Days in the charging year (in Financial and general assumptions)
x2 = 3603. Fixed charge p/MPAN/day rounding (in Tariff rounding)
x3 = 2305. MPANs (in Equivalent volume for each end user)
x4 = 3603. Capacity charge p/kVA/day rounding (in Tariff rounding)
x5 = 2305. Import capacity (kVA) (in Equivalent volume for each end user)
x6 = 3603. Exceeded capacity charge p/kVA/day rounding (in Tariff rounding)
x7 = 2305. Exceeded capacity (kVA) (in Equivalent volume for each end user)
x8 = 3603. Unit rate 1 p/kWh rounding (in Tariff rounding)
x9 = 2305. Rate 1 units (MWh) (in Equivalent volume for each end user)
x10 = 3603. Unit rate 2 p/kWh rounding (in Tariff rounding)
x11 = 2305. Rate 2 units (MWh) (in Equivalent volume for each end user)
x12 = 3603. Unit rate 3 p/kWh rounding (in Tariff rounding)
x13 = 2305. Rate 3 units (MWh) (in Equivalent volume for each end user)
x14 = 3603. Reactive power charge p/kVArh rounding (in Tariff rounding)
x15 = 2305. Reactive power units (MVArh) (in Equivalent volume for each end user)
Calculation =0.01*x1*(x2*x3+x4*x5+x6*x7)+10*(x8*x9+x10*x11+x12*x13+x14*x15)
Net revenues by tariff from rounding
Domestic Unrestricted | -39235.436
Domestic Two Rate | -4891.445
Domestic Off Peak (related MPAN) | -9.527
Small Non Domestic Unrestricted | 1948.8518
Small Non Domestic Two Rate | 1285.4444
Small Non Domestic Off Peak (related MPAN) | 43.2567
LV Medium Non-Domestic | -26.5308
LV Sub Medium Non-Domestic | -0.61947
HV Medium Non-Domestic | 0.74144
LV Network Domestic | -0.0018473
LV Network Non-Domestic Non-CT | 68.083
LV HH Metered | -21055.4456
LV Sub HH Metered | 7831.6874
HV HH Metered | -32206.7151
NHH UMS category A | 59.574
NHH UMS category B | -25.9764
NHH UMS category C | 0.49208
NHH UMS category D | -0.0019934
LV UMS (Pseudo HH Metered) | 831.9329
LV Generation NHH or Aggregate HH | -0.57062
LV Sub Generation NHH | -0.0047624
LV Generation Intermittent | -30.1492
LV Generation Intermittent no RP charge | -0.00081707
LV Generation Non-Intermittent | 8.3378
LV Generation Non-Intermittent no RP charge | 0.01846
LV Sub Generation Intermittent | -13.0716
LV Sub Generation Intermittent no RP charge | -0.0047624
LV Sub Generation Non-Intermittent | 0.17131
LV Sub Generation Non-Intermittent no RP charge | 0.0057563
HV Generation Intermittent | -2165.3769
HV Generation Intermittent no RP charge | -0.0044988
HV Generation Non-Intermittent | -421.085
HV Generation Non-Intermittent no RP charge | 0.0008242
3606. Revenue forecast summary
Data sources:
x1 = 3403. Total net revenues before matching (£) (in Revenue surplus or shortfall)
x2 = 3507. Net revenues by tariff from adder (in Adder)
x3 = 3605. Net revenues by tariff from rounding
x4 = Total net revenues before matching (£) (in Revenue forecast summary)
x5 = Total net revenues from adder (£) (in Revenue forecast summary)
x6 = Total net revenues from rounding (£) (in Revenue forecast summary)
x7 = Total net revenues (£) (in Revenue forecast summary)
x8 = 3402. Target CDCM revenue (£/year) (in Target CDCM revenue)
Kind: | Copy cells | Cell summation | Cell summation | Calculation | Calculation
Formula: | =x1 | =SUM(x2) | =SUM(x3) | =x4+x5+x6 | =x7-x8
| Total net revenues before matching (£) | Total net revenues from adder (£) | Total net revenues from rounding (£) | Total net revenues (£) | Deviation from target revenue (£)
Revenue forecast summary | 306574897.8042 | 95252074.7156 | -88003.3693 | 401738969.1505 | -88003.3693
3607. Tariffs
Data sources:
x1 = 3604. Unit rate 1 p/kWh (in All the way tariffs)
x2 = 2304. Discount for each tariff (except for fixed charges) (in LDNO discounts and volumes adjusted for discount)
x3 = 3604. Unit rate 2 p/kWh (in All the way tariffs)
x4 = 3604. Unit rate 3 p/kWh (in All the way tariffs)
x5 = 3604. Fixed charge p/MPAN/day (in All the way tariffs)
x6 = 2304. Discount for each tariff for fixed charges only (in LDNO discounts and volumes adjusted for discount)
x7 = 3604. Capacity charge p/kVA/day (in All the way tariffs)
x8 = 3604. Exceeded capacity charge p/kVA/day (in All the way tariffs)
x9 = 3604. Reactive power charge p/kVArh (in All the way tariffs)
Kind: | Calculation | Calculation | Calculation | Calculation | Calculation | Calculation | Calculation
Formula: | =ROUND(x1*(1-x2),3) | =ROUND(x3*(1-x2),3) | =ROUND(x4*(1-x2),3) | =ROUND(x5*(1-x6),2) | =ROUND(x7*(1-x2),2) | =ROUND(x8*(1-x2),2) | =ROUND(x9*(1-x2),3)
| Unit rate 1 p/kWh | Unit rate 2 p/kWh | Unit rate 3 p/kWh | Fixed charge p/MPAN/day | Capacity charge p/kVA/day | Exceeded capacity charge p/kVA/day | Reactive power charge p/kVArh
> Domestic Unrestricted
Domestic Unrestricted | 2.205 | 0 | 0 | 3.23 | 0 | 0 | 0
LDNO LV: Domestic Unrestricted | 1.417 | 0 | 0 | 2.08 | 0 | 0 | 0
LDNO HV: Domestic Unrestricted | 0.937 | 0 | 0 | 1.37 | 0 | 0 | 0
> Domestic Two Rate
Domestic Two Rate | 2.536 | 0.686 | 0 | 3.23 | 0 | 0 | 0
LDNO LV: Domestic Two Rate | 1.63 | 0.441 | 0 | 2.08 | 0 | 0 | 0
LDNO HV: Domestic Two Rate | 1.077 | 0.291 | 0 | 1.37 | 0 | 0 | 0
> Domestic Off Peak (related MPAN)
Domestic Off Peak (related MPAN) | 0.727 | 0 | 0 | 0 | 0 | 0 | 0
LDNO LV: Domestic Off Peak (related MPAN) | 0.467 | 0 | 0 | 0 | 0 | 0 | 0
LDNO HV: Domestic Off Peak (related MPAN) | 0.309 | 0 | 0 | 0 | 0 | 0 | 0
> Small Non Domestic Unrestricted
Small Non Domestic Unrestricted | 2.053 | 0 | 0 | 3.23 | 0 | 0 | 0
LDNO LV: Small Non Domestic Unrestricted | 1.32 | 0 | 0 | 2.08 | 0 | 0 | 0
LDNO HV: Small Non Domestic Unrestricted | 0.872 | 0 | 0 | 1.37 | 0 | 0 | 0
> Small Non Domestic Two Rate
Small Non Domestic Two Rate | 2.118 | 0.646 | 0 | 3.23 | 0 | 0 | 0
LDNO LV: Small Non Domestic Two Rate | 1.361 | 0.415 | 0 | 2.08 | 0 | 0 | 0
LDNO HV: Small Non Domestic Two Rate | 0.9 | 0.274 | 0 | 1.37 | 0 | 0 | 0
> Small Non Domestic Off Peak (related MPAN)
Small Non Domestic Off Peak (related MPAN) | 0.669 | 0 | 0 | 0 | 0 | 0 | 0
LDNO LV: Small Non Domestic Off Peak (related MPAN) | 0.43 | 0 | 0 | 0 | 0 | 0 | 0
LDNO HV: Small Non Domestic Off Peak (related MPAN) | 0.284 | 0 | 0 | 0 | 0 | 0 | 0
> LV Medium Non-Domestic
LV Medium Non-Domestic | 2.137 | 0.637 | 0 | 15.1 | 0 | 0 | 0
LDNO LV: LV Medium Non-Domestic | 1.374 | 0.409 | 0 | 9.71 | 0 | 0 | 0
LDNO HV: LV Medium Non-Domestic | 0.908 | 0.271 | 0 | 6.41 | 0 | 0 | 0
> LV Sub Medium Non-Domestic
LV Sub Medium Non-Domestic | 1.82 | 0.609 | 0 | 56.48 | 0 | 0 | 0
> HV Medium Non-Domestic
HV Medium Non-Domestic | 1.282 | 0.558 | 0 | 176.45 | 0 | 0 | 0
> LV Network Domestic
LV Network Domestic | 9.803 | 1.855 | 0.668 | 3.23 | 0 | 0 | 0
LDNO LV: LV Network Domestic | 6.301 | 1.192 | 0.429 | 2.08 | 0 | 0 | 0
LDNO HV: LV Network Domestic | 4.164 | 0.788 | 0.284 | 1.37 | 0 | 0 | 0
> LV Network Non-Domestic Non-CT
LV Network Non-Domestic Non-CT | 8.908 | 1.724 | 0.651 | 3.23 | 0 | 0 | 0
LDNO LV: LV Network Non-Domestic Non-CT | 5.725 | 1.108 | 0.418 | 2.08 | 0 | 0 | 0
LDNO HV: LV Network Non-Domestic Non-CT | 3.784 | 0.732 | 0.277 | 1.37 | 0 | 0 | 0
> LV HH Metered
LV HH Metered | 6.623 | 1.341 | 0.604 | 13.06 | 3.41 | 5.19 | 0.164
LDNO LV: LV HH Metered | 4.257 | 0.862 | 0.388 | 8.39 | 2.19 | 3.34 | 0.105
LDNO HV: LV HH Metered | 2.814 | 0.57 | 0.257 | 5.55 | 1.45 | 2.2 | 0.07
> LV Sub HH Metered
LV Sub HH Metered | 5.405 | 1.133 | 0.578 | 41.93 | 3.5 | 6.36 | 0.127
LDNO HV: LV Sub HH Metered | 3.615 | 0.758 | 0.387 | 28.04 | 2.34 | 4.25 | 0.085
> HV HH Metered
HV HH Metered | 3.953 | 0.894 | 0.548 | 92.2 | 2.94 | 5.96 | 0.086
LDNO HV: HV HH Metered | 3.129 | 0.708 | 0.434 | 72.97 | 2.33 | 4.72 | 0.068
> NHH UMS category A
NHH UMS category A | 3.235 | 0 | 0 | 0 | 0 | 0 | 0
LDNO LV: NHH UMS category A | 2.079 | 0 | 0 | 0 | 0 | 0 | 0
LDNO HV: NHH UMS category A | 1.374 | 0 | 0 | 0 | 0 | 0 | 0
> NHH UMS category B
NHH UMS category B | 3.434 | 0 | 0 | 0 | 0 | 0 | 0
LDNO LV: NHH UMS category B | 2.207 | 0 | 0 | 0 | 0 | 0 | 0
LDNO HV: NHH UMS category B | 1.459 | 0 | 0 | 0 | 0 | 0 | 0
> NHH UMS category C
NHH UMS category C | 4.53 | 0 | 0 | 0 | 0 | 0 | 0
LDNO LV: NHH UMS category C | 2.912 | 0 | 0 | 0 | 0 | 0 | 0
LDNO HV: NHH UMS category C | 1.924 | 0 | 0 | 0 | 0 | 0 | 0
> NHH UMS category D
NHH UMS category D | 3.163 | 0 | 0 | 0 | 0 | 0 | 0
LDNO LV: NHH UMS category D | 2.033 | 0 | 0 | 0 | 0 | 0 | 0
LDNO HV: NHH UMS category D | 1.344 | 0 | 0 | 0 | 0 | 0 | 0
> LV UMS (Pseudo HH Metered)
LV UMS (Pseudo HH Metered) | 24.503 | 3.209 | 2.246 | 0 | 0 | 0 | 0
LDNO LV: LV UMS (Pseudo HH Metered) | 15.749 | 2.063 | 1.444 | 0 | 0 | 0 | 0
LDNO HV: LV UMS (Pseudo HH Metered) | 10.409 | 1.363 | 0.954 | 0 | 0 | 0 | 0
> LV Generation NHH or Aggregate HH
LV Generation NHH or Aggregate HH | -0.922 | 0 | 0 | 0 | 0 | 0 | 0
LDNO LV: LV Generation NHH or Aggregate HH | -0.922 | 0 | 0 | 0 | 0 | 0 | 0
LDNO HV: LV Generation NHH or Aggregate HH | -0.922 | 0 | 0 | 0 | 0 | 0 | 0
> LV Sub Generation NHH
LV Sub Generation NHH | -0.741 | 0 | 0 | 0 | 0 | 0 | 0
LDNO HV: LV Sub Generation NHH | -0.741 | 0 | 0 | 0 | 0 | 0 | 0
> LV Generation Intermittent
LV Generation Intermittent | -0.922 | 0 | 0 | 0 | 0 | 0 | 0.143
LDNO LV: LV Generation Intermittent | -0.922 | 0 | 0 | 0 | 0 | 0 | 0.143
LDNO HV: LV Generation Intermittent | -0.922 | 0 | 0 | 0 | 0 | 0 | 0.143
> LV Generation Intermittent no RP charge
LV Generation Intermittent no RP charge | -0.922 | 0 | 0 | 0 | 0 | 0 | 0
> LV Generation Non-Intermittent
LV Generation Non-Intermittent | -6.45 | -0.944 | -0.121 | 0 | 0 | 0 | 0.143
LDNO LV: LV Generation Non-Intermittent | -6.45 | -0.944 | -0.121 | 0 | 0 | 0 | 0.143
LDNO HV: LV Generation Non-Intermittent | -6.45 | -0.944 | -0.121 | 0 | 0 | 0 | 0.143
> LV Generation Non-Intermittent no RP charge
LV Generation Non-Intermittent no RP charge | -6.45 | -0.944 | -0.121 | 0 | 0 | 0 | 0
> LV Sub Generation Intermittent
LV Sub Generation Intermittent | -0.741 | 0 | 0 | 0 | 0 | 0 | 0.121
LDNO HV: LV Sub Generation Intermittent | -0.741 | 0 | 0 | 0 | 0 | 0 | 0.121
> LV Sub Generation Intermittent no RP charge
LV Sub Generation Intermittent no RP charge | -0.741 | 0 | 0 | 0 | 0 | 0 | 0
> LV Sub Generation Non-Intermittent
LV Sub Generation Non-Intermittent | -5.259 | -0.737 | -0.096 | 0 | 0 | 0 | 0.121
LDNO HV: LV Sub Generation Non-Intermittent | -5.259 | -0.737 | -0.096 | 0 | 0 | 0 | 0.121
> LV Sub Generation Non-Intermittent no RP charge
LV Sub Generation Non-Intermittent no RP charge | -5.259 | -0.737 | -0.096 | 0 | 0 | 0 | 0
> HV Generation Intermittent
HV Generation Intermittent | -0.535 | 0 | 0 | 6.21 | 0 | 0 | 0.095
LDNO HV: HV Generation Intermittent | -0.535 | 0 | 0 | 0 | 0 | 0 | 0.095
> HV Generation Intermittent no RP charge
HV Generation Intermittent no RP charge | -0.535 | 0 | 0 | 6.21 | 0 | 0 | 0
> HV Generation Non-Intermittent
HV Generation Non-Intermittent | -3.927 | -0.497 | -0.067 | 6.21 | 0 | 0 | 0.095
LDNO HV: HV Generation Non-Intermittent | -3.927 | -0.497 | -0.067 | 0 | 0 | 0 | 0.095
> HV Generation Non-Intermittent no RP charge
HV Generation Non-Intermittent no RP charge | -3.927 | -0.497 | -0.067 | 6.21 | 0 | 0 | 0

## Tariffs
Tariffs for Electricity North West Limited in 2018/19 (Version 1)
3701. Tariffs
Data sources:
x1 = 3607. Unit rate 1 p/kWh (in Tariffs)
x2 = 3607. Unit rate 2 p/kWh (in Tariffs)
x3 = 3607. Unit rate 3 p/kWh (in Tariffs)
x4 = 3607. Fixed charge p/MPAN/day (in Tariffs)
x5 = 3607. Capacity charge p/kVA/day (in Tariffs)
x6 = 3607. Exceeded capacity charge p/kVA/day (in Tariffs)
x7 = 3607. Reactive power charge p/kVArh (in Tariffs)
Kind: | Input data | Fixed data | Copy cells | Copy cells | Copy cells | Copy cells | Copy cells | Copy cells | Copy cells | Input data
Formula: |  |  | = x1 | = x2 | = x3 | = x4 | = x5 | = x6 | = x7
| Open LLFCs | PCs | Unit rate 1 p/kWh | Unit rate 2 p/kWh | Unit rate 3 p/kWh | Fixed charge p/MPAN/day | Capacity charge p/kVA/day | Exceeded capacity charge p/kVA/day | Reactive power charge p/kVArh | Closed LLFCs
Domestic Unrestricted | 011, 041, 441, 511 | 1 | 2.205 | 0 | 0 | 3.23 | 0 | 0 | 0
Domestic Two Rate | 031, 051, 061, 451, 531 | 2 | 2.536 | 0.686 | 0 | 3.23 | 0 | 0 | 0
Domestic Off Peak (related MPAN) | 081, 581 | 2 | 0.727 | 0 | 0 | 0 | 0 | 0 | 0
Small Non Domestic Unrestricted | 131, 191, 631 | 3 | 2.053 | 0 | 0 | 3.23 | 0 | 0 | 0
Small Non Domestic Two Rate | 161, 171, 661 | 4 | 2.118 | 0.646 | 0 | 3.23 | 0 | 0 | 0
Small Non Domestic Off Peak (related MPAN) | 091, 591 | 4 | 0.669 | 0 | 0 | 0 | 0 | 0 | 0
LV Medium Non-Domestic | 241, 431, 481, 751 | 5-8 | 2.137 | 0.637 | 0 | 15.1 | 0 | 0 | 0
LV Sub Medium Non-Domestic | 242, 432, 482, 752 | 5-8 | 1.82 | 0.609 | 0 | 56.48 | 0 | 0 | 0
HV Medium Non-Domestic |  | 5-8 | 1.282 | 0.558 | 0 | 176.45 | 0 | 0 | 0 | 483, 753
LV Network Domestic | 821 |  | 9.803 | 1.855 | 0.668 | 3.23 | 0 | 0 | 0
LV Network Non-Domestic Non-CT | 831 |  | 8.908 | 1.724 | 0.651 | 3.23 | 0 | 0 | 0
LV HH Metered | 801 |  | 6.623 | 1.341 | 0.604 | 13.06 | 3.41 | 5.19 | 0.164
LV Sub HH Metered | 802 |  | 5.405 | 1.133 | 0.578 | 41.93 | 3.5 | 6.36 | 0.127
HV HH Metered | 803 |  | 3.953 | 0.894 | 0.548 | 92.2 | 2.94 | 5.96 | 0.086
NHH UMS category A | 761 | 8 | 3.235 | 0 | 0 | 0 | 0 | 0 | 0
NHH UMS category B | 771 | 1 | 3.434 | 0 | 0 | 0 | 0 | 0 | 0
NHH UMS category C | 781 | 1 | 4.53 | 0 | 0 | 0 | 0 | 0 | 0
NHH UMS category D | 791 | 1 | 3.163 | 0 | 0 | 0 | 0 | 0 | 0
LV UMS (Pseudo HH Metered) | 811 |  | 24.503 | 3.209 | 2.246 | 0 | 0 | 0 | 0
LV Generation NHH or Aggregate HH | 961 | 8&0 | -0.922 | 0 | 0 | 0 | 0 | 0 | 0
LV Sub Generation NHH | 962 | 8 | -0.741 | 0 | 0 | 0 | 0 | 0 | 0
LV Generation Intermittent | 971 |  | -0.922 | 0 | 0 | 0 | 0 | 0 | 0.143
LV Generation Intermittent no RP charge |  |  | -0.922 | 0 | 0 | 0 | 0 | 0 | 0
LV Generation Non-Intermittent | 981 |  | -6.45 | -0.944 | -0.121 | 0 | 0 | 0 | 0.143
LV Generation Non-Intermittent no RP charge |  |  | -6.45 | -0.944 | -0.121 | 0 | 0 | 0 | 0
LV Sub Generation Intermittent | 972 |  | -0.741 | 0 | 0 | 0 | 0 | 0 | 0.121
LV Sub Generation Intermittent no RP charge |  |  | -0.741 | 0 | 0 | 0 | 0 | 0 | 0
LV Sub Generation Non-Intermittent | 982 |  | -5.259 | -0.737 | -0.096 | 0 | 0 | 0 | 0.121
LV Sub Generation Non-Intermittent no RP charge |  |  | -5.259 | -0.737 | -0.096 | 0 | 0 | 0 | 0
HV Generation Intermittent | 973 |  | -0.535 | 0 | 0 | 6.21 | 0 | 0 | 0.095
HV Generation Intermittent no RP charge |  |  | -0.535 | 0 | 0 | 6.21 | 0 | 0 | 0
HV Generation Non-Intermittent | 983 |  | -3.927 | -0.497 | -0.067 | 6.21 | 0 | 0 | 0.095
HV Generation Non-Intermittent no RP charge |  |  | -3.927 | -0.497 | -0.067 | 6.21 | 0 | 0 | 0
LDNO LV: Domestic Unrestricted |  | 1 | 1.417 | 0 | 0 | 2.08 | 0 | 0 | 0
LDNO LV: Domestic Two Rate |  | 2 | 1.63 | 0.441 | 0 | 2.08 | 0 | 0 | 0
LDNO LV: Domestic Off Peak (related MPAN) |  | 2 | 0.467 | 0 | 0 | 0 | 0 | 0 | 0
LDNO LV: Small Non Domestic Unrestricted |  | 3 | 1.32 | 0 | 0 | 2.08 | 0 | 0 | 0
LDNO LV: Small Non Domestic Two Rate |  | 4 | 1.361 | 0.415 | 0 | 2.08 | 0 | 0 | 0
LDNO LV: Small Non Domestic Off Peak (related MPAN) |  | 4 | 0.43 | 0 | 0 | 0 | 0 | 0 | 0
LDNO LV: LV Medium Non-Domestic |  | 5-8 | 1.374 | 0.409 | 0 | 9.71 | 0 | 0 | 0
LDNO LV: LV Network Domestic |  |  | 6.301 | 1.192 | 0.429 | 2.08 | 0 | 0 | 0
LDNO LV: LV Network Non-Domestic Non-CT |  |  | 5.725 | 1.108 | 0.418 | 2.08 | 0 | 0 | 0
LDNO LV: LV HH Metered |  |  | 4.257 | 0.862 | 0.388 | 8.39 | 2.19 | 3.34 | 0.105
LDNO LV: NHH UMS category A |  | 8 | 2.079 | 0 | 0 | 0 | 0 | 0 | 0
LDNO LV: NHH UMS category B |  | 1 | 2.207 | 0 | 0 | 0 | 0 | 0 | 0
LDNO LV: NHH UMS category C |  | 1 | 2.912 | 0 | 0 | 0 | 0 | 0 | 0
LDNO LV: NHH UMS category D |  | 1 | 2.033 | 0 | 0 | 0 | 0 | 0 | 0
LDNO LV: LV UMS (Pseudo HH Metered) |  |  | 15.749 | 2.063 | 1.444 | 0 | 0 | 0 | 0
LDNO LV: LV Generation NHH or Aggregate HH |  | 8&0 | -0.922 | 0 | 0 | 0 | 0 | 0 | 0
LDNO LV: LV Generation Intermittent |  |  | -0.922 | 0 | 0 | 0 | 0 | 0 | 0.143
LDNO LV: LV Generation Non-Intermittent |  |  | -6.45 | -0.944 | -0.121 | 0 | 0 | 0 | 0.143
LDNO HV: Domestic Unrestricted |  | 1 | 0.937 | 0 | 0 | 1.37 | 0 | 0 | 0
LDNO HV: Domestic Two Rate |  | 2 | 1.077 | 0.291 | 0 | 1.37 | 0 | 0 | 0
LDNO HV: Domestic Off Peak (related MPAN) |  | 2 | 0.309 | 0 | 0 | 0 | 0 | 0 | 0
LDNO HV: Small Non Domestic Unrestricted |  | 3 | 0.872 | 0 | 0 | 1.37 | 0 | 0 | 0
LDNO HV: Small Non Domestic Two Rate |  | 4 | 0.9 | 0.274 | 0 | 1.37 | 0 | 0 | 0
LDNO HV: Small Non Domestic Off Peak (related MPAN) |  | 4 | 0.284 | 0 | 0 | 0 | 0 | 0 | 0
LDNO HV: LV Medium Non-Domestic |  | 5-8 | 0.908 | 0.271 | 0 | 6.41 | 0 | 0 | 0
LDNO HV: LV Network Domestic |  |  | 4.164 | 0.788 | 0.284 | 1.37 | 0 | 0 | 0
LDNO HV: LV Network Non-Domestic Non-CT |  |  | 3.784 | 0.732 | 0.277 | 1.37 | 0 | 0 | 0
LDNO HV: LV HH Metered |  |  | 2.814 | 0.57 | 0.257 | 5.55 | 1.45 | 2.2 | 0.07
LDNO HV: LV Sub HH Metered |  |  | 3.615 | 0.758 | 0.387 | 28.04 | 2.34 | 4.25 | 0.085
LDNO HV: HV HH Metered |  |  | 3.129 | 0.708 | 0.434 | 72.97 | 2.33 | 4.72 | 0.068
LDNO HV: NHH UMS category A |  | 8 | 1.374 | 0 | 0 | 0 | 0 | 0 | 0
LDNO HV: NHH UMS category B |  | 1 | 1.459 | 0 | 0 | 0 | 0 | 0 | 0
LDNO HV: NHH UMS category C |  | 1 | 1.924 | 0 | 0 | 0 | 0 | 0 | 0
LDNO HV: NHH UMS category D |  | 1 | 1.344 | 0 | 0 | 0 | 0 | 0 | 0
LDNO HV: LV UMS (Pseudo HH Metered) |  |  | 10.409 | 1.363 | 0.954 | 0 | 0 | 0 | 0
LDNO HV: LV Generation NHH or Aggregate HH |  | 8&0 | -0.922 | 0 | 0 | 0 | 0 | 0 | 0
LDNO HV: LV Sub Generation NHH |  | 8 | -0.741 | 0 | 0 | 0 | 0 | 0 | 0
LDNO HV: LV Generation Intermittent |  |  | -0.922 | 0 | 0 | 0 | 0 | 0 | 0.143
LDNO HV: LV Generation Non-Intermittent |  |  | -6.45 | -0.944 | -0.121 | 0 | 0 | 0 | 0.143
LDNO HV: LV Sub Generation Intermittent |  |  | -0.741 | 0 | 0 | 0 | 0 | 0 | 0.121
LDNO HV: LV Sub Generation Non-Intermittent |  |  | -5.259 | -0.737 | -0.096 | 0 | 0 | 0 | 0.121
LDNO HV: HV Generation Intermittent |  |  | -0.535 | 0 | 0 | 0 | 0 | 0 | 0.095
LDNO HV: HV Generation Non-Intermittent |  |  | -3.927 | -0.497 | -0.067 | 0 | 0 | 0 | 0.095

## Summary
Summary for Electricity North West Limited in 2018/19 (Version 1)
This sheet is for information only. It can be deleted without affecting any calculations elsewhere in the model.
3801. Headline parameters
Data sources:
x1 = 1010. Annuity proportion for customer-contributed assets (in Financial and general assumptions)
x2 = 3606. Total net revenues from adder (£) (in Revenue forecast summary)
x3 = 3606. Deviation from target revenue (£) (in Revenue forecast summary)
x4 = 3402. Target CDCM revenue (£/year) (in Target CDCM revenue)
Kind: | Copy cells | Copy cells | Copy cells | Calculation
Formula: | = x1 | = x2 | = x3 | =x3/x4
| Annuity proportion for customer-contributed assets | Total net revenues from adder (£) | Deviation from target revenue (£) | Over/under recovery
Headline parameters | 0 | 95252074.7156 | -88003.3693 | -0.0219%
3802. Revenue summary
Data sources:
x1 = 1053. Rate 1 units (MWh) by tariff (in Volume forecasts for the charging year)
x2 = 1053. Rate 2 units (MWh) by tariff (in Volume forecasts for the charging year)
x3 = 1053. Rate 3 units (MWh) by tariff (in Volume forecasts for the charging year)
x4 = 1053. MPANs by tariff (in Volume forecasts for the charging year)
x5 = 1010. Days in the charging year (in Financial and general assumptions)
x6 = 3607. Fixed charge p/MPAN/day (in Tariffs)
x7 = 3607. Capacity charge p/kVA/day (in Tariffs)
x8 = 1053. Import capacity (kVA) by tariff (in Volume forecasts for the charging year)
x9 = 3607. Exceeded capacity charge p/kVA/day (in Tariffs)
x10 = 1053. Exceeded capacity (kVA) by tariff (in Volume forecasts for the charging year)
x11 = 3607. Unit rate 1 p/kWh (in Tariffs)
x12 = 3607. Unit rate 2 p/kWh (in Tariffs)
x13 = 3607. Unit rate 3 p/kWh (in Tariffs)
x14 = 3607. Reactive power charge p/kVArh (in Tariffs)
x15 = 1053. Reactive power units (MVArh) by tariff (in Volume forecasts for the charging year)
x16 = All units (MWh) (in Revenue summary)
x17 = Net revenues (£) (in Revenue summary)
x18 = MPANs (in Revenue summary)
x19 = Revenues from unit rates (£) (in Revenue summary)
x20 = Net revenues from unit rate 1 (£) (in Revenue summary)
x21 = Net revenues from unit rate 2 (£) (in Revenue summary)
x22 = Net revenues from unit rate 3 (£) (in Revenue summary)
x23 = Revenues from fixed charges (£) (in Revenue summary)
x24 = Revenues from capacity charges (£) (in Revenue summary)
x25 = Revenues from exceeded capacity charges (£) (in Revenue summary)
x26 = Revenues from reactive power charges (£) (in Revenue summary)
Kind: | Calculation | Copy cells | Calculation | Calculation | Calculation | Calculation | Calculation | Calculation | Calculation | Calculation | Calculation | Calculation | Calculation | Calculation | Calculation | Calculation | Calculation | Calculation | Calculation | Calculation | Calculation
Formula: | =x1+x2+x3 | = x4 | =0.01*x5*(x6*x4+x7*x8+x9*x10)+10*(x11*x1+x12*x2+x13*x3+x14*x15) | =10*(x11*x1+x12*x2+x13*x3) | =x6*x5*x4/100 | =x7*x5*x8/100 | =x9*x5*x10/100 | =x14*x15*10 | =IF(x16<>0,0.1*x17/x16,"") | =IF(x18<>0,x17/x18,"") | =IF(x16<>0,0.1*x19/x16,0) | =x11*x1*10 | =x12*x2*10 | =x13*x3*10 | =IF(x19<>0,x20/x19,"") | =IF(x19<>0,x21/x19,"") | =IF(x19<>0,x22/x19,"") | =IF(x17<>0,x23/x17,"") | =IF(x17<>0,x24/x17,"") | =IF(x17<>0,x25/x17,"") | =IF(x17<>0,x26/x17,"")
| All units (MWh) | MPANs | Net revenues (£) | Revenues from unit rates (£) | Revenues from fixed charges (£) | Revenues from capacity charges (£) | Revenues from exceeded capacity charges (£) | Revenues from reactive power charges (£) | Average p/kWh | Average £/MPAN | Average unit rate p/kWh | Net revenues from unit rate 1 (£) | Net revenues from unit rate 2 (£) | Net revenues from unit rate 3 (£) | Rate 1 revenue proportion | Rate 2 revenue proportion | Rate 3 revenue proportion | Fixed charge proportion | Capacity charge proportion | Exceeded capacity charge proportion | Reactive power charge proportion
> Domestic Unrestricted
Domestic Unrestricted | 6144092.5518 | 2018949.7178 | 159279648.4661 | 135477240.768 | 23802407.6981 | 0 | 0 | 0 | 2.5924 | 78.8923 | 2.205 | 135477240.768 | 0 | 0 | 100% | 0% | 0% | 14.94% | 0% | 0% | 0%
LDNO LV: Domestic Unrestricted | 104732.7457 | 35823.9808 | 1756038.6687 | 1484063.0063 | 271975.6624 | 0 | 0 | 0 | 1.6767 | 49.0185 | 1.417 | 1484063.0063 | 0 | 0 | 100% | 0% | 0% | 15.49% | 0% | 0% | 0%
LDNO HV: Domestic Unrestricted | 69051.7771 | 22626.9151 | 760161.04 | 647015.1512 | 113145.8888 | 0 | 0 | 0 | 1.1009 | 33.5954 | 0.937 | 647015.1512 | 0 | 0 | 100% | 0% | 0% | 14.88% | 0% | 0% | 0%
> Domestic Two Rate
Domestic Two Rate | 907703.0348 | 182790 | 16777641.4807 | 14622638.7757 | 2155002.705 | 0 | 0 | 0 | 1.8484 | 91.7864 | 1.6109 | 11509047.8632 | 3113590.9126 | 0 | 78.71% | 21.29% | 0% | 12.84% | 0% | 0% | 0%
LDNO LV: Domestic Two Rate | 1640.0695 | 426.3973 | 24870.3684 | 21633.1604 | 3237.208 | 0 | 0 | 0 | 1.5164 | 58.3268 | 1.319 | 19741.5808 | 1891.5796 | 0 | 91.26% | 8.744% | 0% | 13.02% | 0% | 0% | 0%
LDNO HV: Domestic Two Rate | 10263.7038 | 2012.211 | 90147.2307 | 80085.1698 | 10062.0609 | 0 | 0 | 0 | 0.87831 | 44.8001 | 0.78028 | 68809.8751 | 11275.2947 | 0 | 85.92% | 14.08% | 0% | 11.16% | 0% | 0% | 0%
> Domestic Off Peak (related MPAN)
Domestic Off Peak (related MPAN) | 17385.2748 | 5453 | 126390.9478 | 126390.9478 | 0 | 0 | 0 | 0 | 0.727 | 23.1782 | 0.727 | 126390.9478 | 0 | 0 | 100% | 0% | 0% | 0% | 0% | 0% | 0%
LDNO LV: Domestic Off Peak (related MPAN) | 0 | 0 | 0 | 0 | 0 | 0 | 0 | 0 |  |  | 0 | 0 | 0 | 0
LDNO HV: Domestic Off Peak (related MPAN) | 0 | 0 | 0 | 0 | 0 | 0 | 0 | 0 |  |  | 0 | 0 | 0 | 0
> Small Non Domestic Unrestricted
Small Non Domestic Unrestricted | 1458594.2646 | 122302.1151 | 31386821.0374 | 29944940.2518 | 1441880.7856 | 0 | 0 | 0 | 2.1519 | 256.6335 | 2.053 | 29944940.2518 | 0 | 0 | 100% | 0% | 0% | 4.594% | 0% | 0% | 0%
LDNO LV: Small Non Domestic Unrestricted | 3914.663 | 534.863 | 55734.2321 | 51673.5521 | 4060.68 | 0 | 0 | 0 | 1.4237 | 104.2028 | 1.32 | 51673.5521 | 0 | 0 | 100% | 0% | 0% | 7.286% | 0% | 0% | 0%
LDNO HV: Small Non Domestic Unrestricted | 8315.3361 | 611.2603 | 75566.3382 | 72509.7312 | 3056.607 | 0 | 0 | 0 | 0.90876 | 123.6238 | 0.872 | 72509.7312 | 0 | 0 | 100% | 0% | 0% | 4.045% | 0% | 0% | 0%
> Small Non Domestic Two Rate
Small Non Domestic Two Rate | 736627.464 | 34717.8877 | 13079850.8781 | 12670544.3414 | 409306.5367 | 0 | 0 | 0 | 1.7756 | 376.7467 | 1.7201 | 11384150.6096 | 1286393.7317 | 0 | 89.85% | 10.15% | 0% | 3.129% | 0% | 0% | 0%
LDNO LV: Small Non Domestic Two Rate | 14.7907 | 6 | 204.1148 | 158.5628 | 45.552 | 0 | 0 | 0 | 1.38 | 34.0191 | 1.072 | 139.8138 | 18.749 | 0 | 88.18% | 11.82% | 0% | 22.32% | 0% | 0% | 0%
LDNO HV: Small Non Domestic Two Rate | 674.4516 | 15 | 4640.6834 | 4565.6759 | 75.0075 | 0 | 0 | 0 | 0.68807 | 309.3789 | 0.67695 | 3907.2055 | 658.4705 | 0 | 85.58% | 14.42% | 0% | 1.616% | 0% | 0% | 0%
> Small Non Domestic Off Peak (related MPAN)
Small Non Domestic Off Peak (related MPAN) | 19488.6458 | 3846 | 130379.0407 | 130379.0407 | 0 | 0 | 0 | 0 | 0.669 | 33.8999 | 0.669 | 130379.0407 | 0 | 0 | 100% | 0% | 0% | 0% | 0% | 0% | 0%
LDNO LV: Small Non Domestic Off Peak (related MPAN) | 0 | 0 | 0 | 0 | 0 | 0 | 0 | 0 |  |  | 0 | 0 | 0 | 0
LDNO HV: Small Non Domestic Off Peak (related MPAN) | 0 | 0 | 0 | 0 | 0 | 0 | 0 | 0 |  |  | 0 | 0 | 0 | 0
> LV Medium Non-Domestic
LV Medium Non-Domestic | 17311.5133 | 368.4411 | 336532.13 | 316225.499 | 20306.631 | 0 | 0 | 0 | 1.944 | 913.3947 | 1.8267 | 293411.7516 | 22813.7474 | 0 | 92.79% | 7.214% | 0% | 6.034% | 0% | 0% | 0%
LDNO LV: LV Medium Non-Domestic | 1081.0069 | 11 | 13406.8242 | 13016.9677 | 389.8565 | 0 | 0 | 0 | 1.2402 | 1218.8022 | 1.2042 | 12238.7796 | 778.1882 | 0 | 94.02% | 5.978% | 0% | 2.908% | 0% | 0% | 0%
LDNO HV: LV Medium Non-Domestic | 1905.4976 | 22 | 15297.2597 | 14782.5367 | 514.723 | 0 | 0 | 0 | 0.8028 | 695.33 | 0.77578 | 13710.7121 | 1071.8246 | 0 | 92.75% | 7.251% | 0% | 3.365% | 0% | 0% | 0%
> LV Sub Medium Non-Domestic
LV Sub Medium Non-Domestic | 2432.2672 | 33.9534 | 45269.993 | 38270.4266 | 6999.5664 | 0 | 0 | 0 | 1.8612 | 1333.2968 | 1.5734 | 35254.6763 | 3015.7503 | 0 | 92.12% | 7.88% | 0% | 15.46% | 0% | 0% | 0%
> HV Medium Non-Domestic
HV Medium Non-Domestic | 2823.8626 | 22.5342 | 46127.1171 | 31614.1046 | 14513.0125 | 0 | 0 | 0 | 1.6335 | 2046.9784 | 1.1195 | 28078.1924 | 3535.9121 | 0 | 88.82% | 11.18% | 0% | 31.46% | 0% | 0% | 0%
> LV Network Domestic
LV Network Domestic | 1 | 0.3286 | 24.6448 | 20.7708 | 3.874 | 0 | 0 | 0 | 2.4645 | 74.9994 | 2.0771 | 10.3476 | 6.9516 | 3.4716 | 49.82% | 33.47% | 16.71% | 15.72% | 0% | 0% | 0%
LDNO LV: LV Network Domestic | 0 | 0 | 0 | 0 | 0 | 0 | 0 | 0 |  |  | 0 | 0 | 0 | 0
LDNO HV: LV Network Domestic | 0 | 0 | 0 | 0 | 0 | 0 | 0 | 0 |  |  | 0 | 0 | 0 | 0
> LV Network Non-Domestic Non-CT
LV Network Non-Domestic Non-CT | 214235.0047 | 4571.4466 | 4177233.9198 | 4123338.8504 | 53895.0694 | 0 | 0 | 0 | 1.9498 | 913.7663 | 1.9247 | 2014428.384 | 1384109.7403 | 724800.7261 | 48.85% | 33.57% | 17.58% | 1.29% | 0% | 0% | 0%
LDNO LV: LV Network Non-Domestic Non-CT | 0 | 0 | 0 | 0 | 0 | 0 | 0 | 0 |  |  | 0 | 0 | 0 | 0
LDNO HV: LV Network Non-Domestic Non-CT | 0 | 0 | 0 | 0 | 0 | 0 | 0 | 0 |  |  | 0 | 0 | 0 | 0
> LV HH Metered
LV HH Metered | 3048268.8034 | 12276.4767 | 69002875.3999 | 47233649.5703 | 585207.3684 | 20413635.4594 | 310694.3344 | 459688.6674 | 2.2637 | 5620.7393 | 1.5495 | 22094123.2974 | 15908059.2551 | 9231467.0179 | 46.78% | 33.68% | 19.54% | 0.8481% | 29.58% | 0.4503% | 0.6662%
LDNO LV: LV HH Metered | 8408.3662 | 52.4658 | 130743.437 | 86152.9723 | 1606.685 | 41713.915 | 636.1848 | 633.6798 | 1.5549 | 2491.9767 | 1.0246 | 42342.6329 | 27360.5989 | 16449.7406 | 49.15% | 31.76% | 19.09% | 1.229% | 31.91% | 0.4866% | 0.4847%
LDNO HV: LV HH Metered | 86312.4591 | 192.9315 | 806785.0851 | 555182.6952 | 3908.31 | 241131.46 | 3658.5463 | 2904.0736 | 0.93473 | 4181.7176 | 0.64322 | 259548.1112 | 177584.7771 | 118049.8069 | 46.75% | 31.99% | 21.26% | 0.4844% | 29.89% | 0.4535% | 0.36%
> LV Sub HH Metered
LV Sub HH Metered | 1375250.3898 | 2133.7616 | 27425654.0883 | 17851118.8982 | 326560.4839 | 8945865.2197 | 162559.1508 | 139550.3357 | 1.9942 | 12853.1948 | 1.298 | 7812992.156 | 5970573.9853 | 4067552.7568 | 43.77% | 33.45% | 22.79% | 1.191% | 32.62% | 0.5927% | 0.5088%
LDNO HV: LV Sub HH Metered | 2198.7981 | 6 | 53730.7608 | 19697.4801 | 614.076 | 32816.4805 | 596.0258 | 6.6983 | 2.4436 | 8955.1268 | 0.89583 | 8750.4231 | 6894.4813 | 4052.5757 | 44.42% | 35% | 20.57% | 1.143% | 61.08% | 1.109% | 0.01247%
> HV HH Metered
HV HH Metered | 4943860.1849 | 2188.5562 | 71151012.4928 | 49812408.1307 | 736514.806 | 19859234.7428 | 402588.5683 | 340266.2451 | 1.4392 | 32510.4805 | 1.0076 | 19599834.0689 | 15082564.1328 | 15130009.929 | 39.35% | 30.28% | 30.37% | 1.035% | 27.91% | 0.5658% | 0.4782%
LDNO HV: HV HH Metered | 22330.8217 | 10 | 380150.0121 | 171238.5087 | 2663.405 | 202069.9638 | 4093.4345 | 84.7001 | 1.7024 | 38015.0012 | 0.76683 | 64671.3032 | 48116.8904 | 58450.3151 | 37.77% | 28.1% | 34.13% | 0.7006% | 53.16% | 1.077% | 0.02228%
> NHH UMS category A
NHH UMS category A | 21903.5088 | 210.5342 | 708578.5095 | 708578.5095 | 0 | 0 | 0 | 0 | 3.235 | 3365.6211 | 3.235 | 708578.5095 | 0 | 0 | 100% | 0% | 0% | 0% | 0% | 0% | 0%
LDNO LV: NHH UMS category A | 0 | 0 | 0 | 0 | 0 | 0 | 0 | 0 |  |  | 0 | 0 | 0 | 0
LDNO HV: NHH UMS category A | 0 | 0 | 0 | 0 | 0 | 0 | 0 | 0 |  |  | 0 | 0 | 0 | 0
> NHH UMS category B
NHH UMS category B | 8688.799 | 316 | 298373.3567 | 298373.3567 | 0 | 0 | 0 | 0 | 3.434 | 944.2195 | 3.434 | 298373.3567 | 0 | 0 | 100% | 0% | 0% | 0% | 0% | 0% | 0%
LDNO LV: NHH UMS category B | 272.829 | 126.9315 | 6021.3361 | 6021.3361 | 0 | 0 | 0 | 0 | 2.207 | 47.4377 | 2.207 | 6021.3361 | 0 | 0 | 100% | 0% | 0% | 0% | 0% | 0% | 0%
LDNO HV: NHH UMS category B | 0 | 0 | 0 | 0 | 0 | 0 | 0 | 0 |  |  | 0 | 0 | 0 | 0
> NHH UMS category C
NHH UMS category C | 277.2299 | 8 | 12558.5151 | 12558.5151 | 0 | 0 | 0 | 0 | 4.53 | 1569.8144 | 4.53 | 12558.5151 | 0 | 0 | 100% | 0% | 0% | 0% | 0% | 0% | 0%
LDNO LV: NHH UMS category C | 0 | 0 | 0 | 0 | 0 | 0 | 0 | 0 |  |  | 0 | 0 | 0 | 0
LDNO HV: NHH UMS category C | 0 | 0 | 0 | 0 | 0 | 0 | 0 | 0 |  |  | 0 | 0 | 0 | 0
> NHH UMS category D
NHH UMS category D | 1 | 0.028857 | 31.63 | 31.63 | 0 | 0 | 0 | 0 | 3.163 | 1096.0978 | 3.163 | 31.63 | 0 | 0 | 100% | 0% | 0% | 0% | 0% | 0% | 0%
LDNO LV: NHH UMS category D | 0 | 0 | 0 | 0 | 0 | 0 | 0 | 0 |  |  | 0 | 0 | 0 | 0
LDNO HV: NHH UMS category D | 0 | 0 | 0 | 0 | 0 | 0 | 0 | 0 |  |  | 0 | 0 | 0 | 0
> LV UMS (Pseudo HH Metered)
LV UMS (Pseudo HH Metered) | 248948.4497 | 25 | 8683014.7121 | 8683014.7121 | 0 | 0 | 0 | 0 | 3.4879 | 347320.5885 | 3.4879 | 3071069.2675 | 1006567.5591 | 4605377.8855 | 35.37% | 11.59% | 53.04% | 0% | 0% | 0% | 0%
LDNO LV: LV UMS (Pseudo HH Metered) | 0 | 0 | 0 | 0 | 0 | 0 | 0 | 0 |  |  | 0 | 0 | 0 | 0
LDNO HV: LV UMS (Pseudo HH Metered) | 0 | 0 | 0 | 0 | 0 | 0 | 0 | 0 |  |  | 0 | 0 | 0 | 0
> LV Generation NHH or Aggregate HH
LV Generation NHH or Aggregate HH | 698.3812 | 55 | -6439.0744 | -6439.0744 | 0 | 0 | 0 | 0 | -0.922 | -117.0741 | -0.922 | -6439.0744 | 0 | 0 | 100% | 0% | 0% | 0% | 0% | 0% | 0%
LDNO LV: LV Generation NHH or Aggregate HH | 0 | 0 | 0 | 0 | 0 | 0 | 0 | 0 |  |  | 0 | 0 | 0 | 0
LDNO HV: LV Generation NHH or Aggregate HH | 0 | 0 | 0 | 0 | 0 | 0 | 0 | 0 |  |  | 0 | 0 | 0 | 0
> LV Sub Generation NHH
LV Sub Generation NHH | 1 | 0.078754 | -7.41 | -7.41 | 0 | 0 | 0 | 0 | -0.741 | -94.091 | -0.741 | -7.41 | 0 | 0 | 100% | 0% | 0% | 0% | 0% | 0% | 0%
LDNO HV: LV Sub Generation NHH | 0 | 0 | 0 | 0 | 0 | 0 | 0 | 0 |  |  | 0 | 0 | 0 | 0
> LV Generation Intermittent
LV Generation Intermittent | 32253.2079 | 272.863 | -293700.2058 | -297374.5772 | 0 | 0 | 0 | 3674.3714 | -0.91061 | -1076.365 | -0.922 | -297374.5772 | 0 | 0 | 100% | 0% | 0% | 0% | 0% | 0% | -1.251%
LDNO LV: LV Generation Intermittent | 0 | 0 | 0 | 0 | 0 | 0 | 0 | 0 |  |  | 0 | 0 | 0 | 0
LDNO HV: LV Generation Intermittent | 0 | 0 | 0 | 0 | 0 | 0 | 0 | 0 |  |  | 0 | 0 | 0 | 0
> LV Generation Intermittent no RP charge
LV Generation Intermittent no RP charge | 1 | 0.00846 | -9.22 | -9.22 | 0 | 0 | 0 | 0 | -0.922 | -1089.831 | -0.922 | -9.22 | 0 | 0 | 100% | 0% | 0% | 0% | 0% | 0% | 0%
> LV Generation Non-Intermittent
LV Generation Non-Intermittent | 5591.6744 | 18 | -49747.2594 | -50181.6578 | 0 | 0 | 0 | 434.3984 | -0.88967 | -2763.7366 | -0.89744 | -30749.8209 | -15189.7606 | -4242.0763 | 61.28% | 30.27% | 8.453% | 0% | 0% | 0% | -0.8732%
LDNO LV: LV Generation Non-Intermittent | 12.8556 | 2 | -145.4194 | -146.5292 | 0 | 0 | 0 | 1.1098 | -1.1312 | -72.7097 | -1.1398 | -67.5325 | -74.222 | -4.7747 | 46.09% | 50.65% | 3.259% | 0% | 0% | 0% | -0.7632%
LDNO HV: LV Generation Non-Intermittent | 0 | 0 | 0 | 0 | 0 | 0 | 0 | 0 |  |  | 0 | 0 | 0 | 0
> LV Generation Non-Intermittent no RP charge
LV Generation Non-Intermittent no RP charge | 11.7289 | 0.037756 | -105.2597 | -105.2597 | 0 | 0 | 0 | 0 | -0.89744 | -2787.8699 | -0.89744 | -64.5 | -31.8616 | -8.8981 | 61.28% | 30.27% | 8.453% | 0% | 0% | 0% | 0%
> LV Sub Generation Intermittent
LV Sub Generation Intermittent | 2670.527 | 45.4658 | -19575.6229 | -19788.605 | 0 | 0 | 0 | 212.982 | -0.73302 | -430.5575 | -0.741 | -19788.605 | 0 | 0 | 100% | 0% | 0% | 0% | 0% | 0% | -1.088%
LDNO HV: LV Sub Generation Intermittent | 0 | 0 | 0 | 0 | 0 | 0 | 0 | 0 |  |  | 0 | 0 | 0 | 0
> LV Sub Generation Intermittent no RP charge
LV Sub Generation Intermittent no RP charge | 1 | 0.017025 | -7.41 | -7.41 | 0 | 0 | 0 | 0 | -0.741 | -435.242 | -0.741 | -7.41 | 0 | 0 | 100% | 0% | 0% | 0% | 0% | 0% | 0%
> LV Sub Generation Non-Intermittent
LV Sub Generation Non-Intermittent | 1555.0158 | 11 | -10829.1493 | -11212.5878 | 0 | 0 | 0 | 383.4385 | -0.6964 | -984.4681 | -0.72106 | -7380.7699 | -2844.2156 | -987.6023 | 65.83% | 25.37% | 8.808% | 0% | 0% | 0% | -3.541%
LDNO HV: LV Sub Generation Non-Intermittent | 0 | 0 | 0 | 0 | 0 | 0 | 0 | 0 |  |  | 0 | 0 | 0 | 0
> LV Sub Generation Non-Intermittent no RP charge
LV Sub Generation Non-Intermittent no RP charge | 11.0799 | 0.078378 | -79.8927 | -79.8927 | 0 | 0 | 0 | 0 | -0.72106 | -1019.3262 | -0.72106 | -52.59 | -20.2658 | -7.0369 | 65.83% | 25.37% | 8.808% | 0% | 0% | 0% | 0%
> HV Generation Intermittent
HV Generation Intermittent | 470985.3243 | 192.3973 | -2501074.2054 | -2519771.4852 | 4360.9725 | 0 | 0 | 14336.3073 | -0.53103 | -12999.5313 | -0.535 | -2519771.4852 | 0 | 0 | 100% | 0% | 0% | -0.1744% | 0% | 0% | -0.5732%
LDNO HV: HV Generation Intermittent | 0 | 0 | 0 | 0 | 0 | 0 | 0 | 0 |  |  | 0 | 0 | 0 | 0
> HV Generation Intermittent no RP charge
HV Generation Intermittent no RP charge | 1 | 0.0004085 | -5.3407 | -5.35 | 0.0092593 | 0 | 0 | 0 | -0.53407 | -13074.0454 | -0.535 | -5.35 | 0 | 0 | 100% | 0% | 0% | -0.1734% | 0% | 0% | 0%
> HV Generation Non-Intermittent
HV Generation Non-Intermittent | 391369.1172 | 106 | -2219659.4177 | -2238573.4412 | 2402.649 | 0 | 0 | 16511.3746 | -0.56715 | -20940.1832 | -0.57199 | -1507764.1506 | -571337.913 | -159471.3777 | 67.35% | 25.52% | 7.124% | -0.1082% | 0% | 0% | -0.7439%
LDNO HV: HV Generation Non-Intermittent | 0 | 0 | 0 | 0 | 0 | 0 | 0 | 0 |  |  | 0 | 0 | 0 | 0
> HV Generation Non-Intermittent no RP charge
HV Generation Non-Intermittent no RP charge | 1 | 0.0027608 | -39.2074 | -39.27 | 0.062577 | 0 | 0 | 0 | -3.9207 | -14201.5236 | -3.927 | -39.27 | 0 | 0 | 100% | 0% | 0% | -0.1596% | 0% | 0% | 0%
3803. Revenue summary by tariff component
Data sources:
x1 = 3802. All units (MWh) (in Revenue summary)
x2 = 3802. MPANs (in Revenue summary)
x3 = 3802. Net revenues (£) (in Revenue summary)
x4 = 3802. Revenues from unit rates (£) (in Revenue summary)
x5 = 3802. Revenues from fixed charges (£) (in Revenue summary)
x6 = 3802. Revenues from capacity charges (£) (in Revenue summary)
x7 = 3802. Revenues from exceeded capacity charges (£) (in Revenue summary)
x8 = 3802. Revenues from reactive power charges (£) (in Revenue summary)
Kind: | Cell summation | Cell summation | Cell summation | Cell summation | Cell summation | Cell summation | Cell summation | Cell summation
Formula: | =SUM(x1) | =SUM(x2) | =SUM(x3) | =SUM(x4) | =SUM(x5) | =SUM(x6) | =SUM(x7) | =SUM(x8)
| Total units (MWh) | Total MPANs | Total net revenues (£) | Total net revenues from unit rates (£) | Total revenues from fixed charges (£) | Total revenues from capacity charges (£) | Total revenues from exceeded capacity charges (£) | Total revenues from reactive power charges (£)
Revenue summary by tariff component | 20394174.4778 | 2453394.6878 | 401740091.6562 | 320165391.8357 | 29974717.9525 | 49736467.2411 | 884826.2449 | 978688.3821

## M-ATW
Tariff matrices for Electricity North West Limited in 2018/19 (Version 1)
This sheet provides matrices breaking down each tariff component into its elements.
This sheet is for information only. It can be deleted without affecting any calculations elsewhere in the model.
Domestic Unrestricted
Domestic Two Rate
Domestic Off Peak (related MPAN)
Small Non Domestic Unrestricted
Small Non Domestic Two Rate
Small Non Domestic Off Peak (related MPAN)
LV Medium Non-Domestic
LV Sub Medium Non-Domestic
HV Medium Non-Domestic
LV Network Domestic
LV Network Non-Domestic Non-CT
LV HH Metered
LV Sub HH Metered
HV HH Metered
NHH UMS category A
NHH UMS category B
NHH UMS category C
NHH UMS category D
LV UMS (Pseudo HH Metered)
LV Generation NHH or Aggregate HH
LV Sub Generation NHH
LV Generation Intermittent
LV Generation Intermittent no RP charge
LV Generation Non-Intermittent
LV Generation Non-Intermittent no RP charge
LV Sub Generation Intermittent
LV Sub Generation Intermittent no RP charge
LV Sub Generation Non-Intermittent
LV Sub Generation Non-Intermittent no RP charge
HV Generation Intermittent
HV Generation Intermittent no RP charge
HV Generation Non-Intermittent
HV Generation Non-Intermittent no RP charge
Domestic Unrestricted
| Rate 1 units (MWh) | MPANs | MWh/year | MWh/MPAN/year
Domestic Unrestricted | 6240741.9428 | 2051587.2108 | 6240741.9428 | 3.0419
| Unit rate 1 p/kWh | Fixed charge p/MPAN/day | Revenue (£/year) | Average p/kWh | Average £/MPAN/year
Assets 132kV | 0.24597 | 0 | 15350468.0683 | 0.24597 | 7.4822
Assets 132kV/EHV | 0.097295 | 0 | 6071960.2604 | 0.097295 | 2.9596
Assets EHV | 0.24042 | 0 | 15003955.3077 | 0.24042 | 7.3133
Assets EHV/HV | 0.15166 | 0 | 9464545.9756 | 0.15166 | 4.6133
Assets 132kV/HV | 0 | 0 | 0 | 0 | 0
Assets HV | 0.19273 | 0 | 12027890.2009 | 0.19273 | 5.8627
Assets HV/LV | 0.17499 | 0 | 10920366.9093 | 0.17499 | 5.3229
Assets LV circuits | 0 | 0.033566 | 251354.7087 | 0.0040276 | 0.12252
Assets LV customer |  | 0 | 0 | 0 | 0
Assets HV customer |  | 0 | 0 | 0 | 0
Transmission exit | 0.13601 | 0 | 8487838.6697 | 0.13601 | 4.1372
Operating 132kV | 0.092434 | 0 | 5768566.2041 | 0.092434 | 2.8118
Operating 132kV/EHV | 0.036563 | 0 | 2281787.4083 | 0.036563 | 1.1122
Operating EHV | 0.090347 | 0 | 5638349.862 | 0.090347 | 2.7483
Operating EHV/HV | 0.056991 | 0 | 3556690.2461 | 0.056991 | 1.7336
Operating 132kV/HV | 0 | 0 | 0 | 0 | 0
Operating HV | 0.10347 | 0 | 6457102.3977 | 0.10347 | 3.1474
Operating HV/LV | 0.09394 | 0 | 5862535.0063 | 0.09394 | 2.8576
Operating LV circuits | 0 | 0.42046 | 3148560.4026 | 0.050452 | 1.5347
Operating LV customer |  | 2.7783 | 20805051.1088 | 0.33337 | 10.141
Operating HV customer |  | 0 | 0 | 0 | 0
Adder | 0.49253 |  | 30737759.9603 | 0.49253 | 14.9824
Rounding | -0.00034382 | -0.0023742 | -39235.436 | -0.0006287 | -0.019124
Total | 2.205 | 3.23 | 161795547.2609 | 2.5926 | 78.8636
Domestic Two Rate
| Rate 1 units (MWh) | Rate 2 units (MWh) | MPANs | MWh/year | MWh/MPAN/year
Domestic Two Rate | 457319.4256 | 455797.9457 | 183918.8834 | 913117.3713 | 4.9648
| Unit rate 1 p/kWh | Unit rate 2 p/kWh | Fixed charge p/MPAN/day | Average unit rate (p/kWh) | Revenue (£/year) | Average p/kWh | Average £/MPAN/year
Assets 132kV | 0.29377 | 0.028357 | 0 | 0.16128 | 1472712.295 | 0.16128 | 8.0074
Assets 132kV/EHV | 0.1162 | 0.011217 | 0 | 0.063797 | 582539.2744 | 0.063797 | 3.1674
Assets EHV | 0.28644 | 0.029667 | 0 | 0.15827 | 1445171.0986 | 0.15827 | 7.8577
Assets EHV/HV | 0.18069 | 0.018714 | 0 | 0.099836 | 911618.8382 | 0.099836 | 4.9566
Assets 132kV/HV | 0 | 0 | 0 | 0 | 0 | 0 | 0
Assets HV | 0.22962 | 0.023783 | 0 | 0.12688 | 1158518.4666 | 0.12688 | 6.2991
Assets HV/LV | 0.20848 | 0.021593 | 0 | 0.11519 | 1051842.5522 | 0.11519 | 5.7191
Assets LV circuits | 0 | 0 | 0.033566 | 0 | 22533.2256 | 0.0024677 | 0.12252
Assets LV customer |  |  | 0 | 0 | 0 | 0 | 0
Assets HV customer |  |  | 0 | 0 | 0 | 0 | 0
Transmission exit | 0.16382 | 0.0030846 | 0 | 0.083588 | 763254.0521 | 0.083588 | 4.1499
Operating 132kV | 0.1104 | 0.010656 | 0 | 0.060609 | 553431.8781 | 0.060609 | 3.0091
Operating 132kV/EHV | 0.043668 | 0.0042151 | 0 | 0.023974 | 218912.958 | 0.023974 | 1.1903
Operating EHV | 0.10764 | 0.011149 | 0 | 0.059476 | 543082.1472 | 0.059476 | 2.9528
Operating EHV/HV | 0.067901 | 0.0070326 | 0 | 0.037517 | 342578.0632 | 0.037517 | 1.8627
Operating 132kV/HV | 0 | 0 | 0 | 0 | 0 | 0 | 0
Operating HV | 0.12327 | 0.012768 | 0 | 0.068112 | 621943.8524 | 0.068112 | 3.3816
Operating HV/LV | 0.11192 | 0.011592 | 0 | 0.06184 | 564675.5127 | 0.06184 | 3.0702
Operating LV circuits | 0 | 0 | 0.42046 | 0 | 282259.37 | 0.030912 | 1.5347
Operating LV customer |  |  | 2.7783 | 0 | 1865112.8986 | 0.20426 | 10.141
Operating HV customer |  |  | 0 | 0 | 0 | 0 | 0
Adder | 0.49253 | 0.49253 |  | 0.49253 | 4497411.1781 | 0.49253 | 24.4532
Rounding | -0.0003611 | -0.00036117 | -0.0023742 | -0.00036114 | -4891.445 | -0.00053569 | -0.026596
Total | 2.536 | 0.686 | 3.23 | 1.6125 | 16892706.2159 | 1.85 | 91.8487
Domestic Off Peak (related MPAN)
| Rate 1 units (MWh) | MWh/year
Domestic Off Peak (related MPAN) | 17385.2748 | 17385.2748
| Unit rate 1 p/kWh | Revenue (£/year) | Average p/kWh
Assets 132kV | 0.031972 | 5558.3529 | 0.031972
Assets 132kV/EHV | 0.012647 | 2198.6364 | 0.012647
Assets EHV | 0.035965 | 6252.673 | 0.035965
Assets EHV/HV | 0.022687 | 3944.2074 | 0.022687
Assets 132kV/HV | 0 | 0 | 0
Assets HV | 0.028832 | 5012.4426 | 0.028832
Assets HV/LV | 0.026177 | 4550.8989 | 0.026177
Assets LV circuits | 0 | 0 | 0
Transmission exit | 0.0079032 | 1373.9941 | 0.0079032
Operating 132kV | 0.012015 | 2088.7784 | 0.012015
Operating 132kV/EHV | 0.0047525 | 826.2276 | 0.0047525
Operating EHV | 0.013515 | 2349.6976 | 0.013515
Operating EHV/HV | 0.0085256 | 1482.1972 | 0.0085256
Operating 132kV/HV | 0 | 0 | 0
Operating HV | 0.015478 | 2690.9004 | 0.015478
Operating HV/LV | 0.014053 | 2443.1234 | 0.014053
Operating LV circuits | 0 | 0 | 0
Adder | 0.49253 | 85628.3449 | 0.49253
Rounding | -5.4799e-05 | -9.527 | -5.4799e-05
Total | 0.727 | 126390.9478 | 0.727
Small Non Domestic Unrestricted
| Rate 1 units (MWh) | MPANs | MWh/year | MWh/MPAN/year
Small Non Domestic Unrestricted | 1464642.8478 | 122905.5625 | 1464642.8478 | 11.9168
| Unit rate 1 p/kWh | Fixed charge p/MPAN/day | Revenue (£/year) | Average p/kWh | Average £/MPAN/year
Assets 132kV | 0.21884 | 0 | 3205172.383 | 0.21884 | 26.0783
Assets 132kV/EHV | 0.086562 | 0 | 1267823.1863 | 0.086562 | 10.3154
Assets EHV | 0.2234 | 0 | 3272029.2981 | 0.2234 | 26.6223
Assets EHV/HV | 0.14092 | 0 | 2064007.1961 | 0.14092 | 16.7934
Assets 132kV/HV | 0 | 0 | 0 | 0 | 0
Assets HV | 0.17909 | 0 | 2623015.6198 | 0.17909 | 21.3417
Assets HV/LV | 0.1626 | 0 | 2381489.3966 | 0.1626 | 19.3766
Assets LV circuits | 0 | 0.033566 | 15058.0447 | 0.0010281 | 0.12252
Assets LV customer |  | 0 | 0 | 0 | 0
Assets HV customer |  | 0 | 0 | 0 | 0
Transmission exit | 0.11374 | 0 | 1665922.2053 | 0.11374 | 13.5545
Operating 132kV | 0.082237 | 0 | 1204474.613 | 0.082237 | 9.8
Operating 132kV/EHV | 0.032529 | 0 | 476436.4156 | 0.032529 | 3.8764
Operating EHV | 0.083952 | 0 | 1229598.8333 | 0.083952 | 10.0044
Operating EHV/HV | 0.052957 | 0 | 775635.1209 | 0.052957 | 6.3108
Operating 132kV/HV | 0 | 0 | 0 | 0 | 0
Operating HV | 0.096143 | 0 | 1408150.5705 | 0.096143 | 11.4572
Operating HV/LV | 0.08729 | 0 | 1278488.6324 | 0.08729 | 10.4022
Operating LV circuits | 0 | 0.42046 | 188622.5384 | 0.012878 | 1.5347
Operating LV customer |  | 2.7783 | 1246379.6306 | 0.085098 | 10.141
Operating HV customer |  | 0 | 0 | 0 | 0
Adder | 0.49253 |  | 7213860.2582 | 0.49253 | 58.6943
Rounding | 0.00020578 | -0.0023742 | 1948.8518 | 0.00013306 | 0.015856
Total | 2.053 | 3.23 | 31518112.7946 | 2.1519 | 256.4417
Small Non Domestic Two Rate
| Rate 1 units (MWh) | Rate 2 units (MWh) | MPANs | MWh/year | MWh/MPAN/year
Small Non Domestic Two Rate | 537686.3383 | 199237.1518 | 34728.1163 | 736923.4901 | 21.2198
| Unit rate 1 p/kWh | Unit rate 2 p/kWh | Fixed charge p/MPAN/day | Average unit rate (p/kWh) | Revenue (£/year) | Average p/kWh | Average £/MPAN/year
Assets 132kV | 0.22899 | 0.022507 | 0 | 0.17317 | 1276105.3772 | 0.17317 | 36.7456
Assets 132kV/EHV | 0.090579 | 0.0089029 | 0 | 0.068497 | 504770.3499 | 0.068497 | 14.5349
Assets EHV | 0.23156 | 0.023546 | 0 | 0.17532 | 1291987.0952 | 0.17532 | 37.2029
Assets EHV/HV | 0.14607 | 0.014853 | 0 | 0.11059 | 814989.8484 | 0.11059 | 23.4677
Assets 132kV/HV | 0 | 0 | 0 | 0 | 0 | 0 | 0
Assets HV | 0.18563 | 0.018876 | 0 | 0.14055 | 1035718.8224 | 0.14055 | 29.8236
Assets HV/LV | 0.16854 | 0.017138 | 0 | 0.1276 | 940350.2498 | 0.1276 | 27.0775
Assets LV circuits | 0 | 0 | 0.033566 | 0 | 4254.7914 | 0.00057737 | 0.12252
Assets LV customer |  |  | 0 | 0 | 0 | 0 | 0
Assets HV customer |  |  | 0 | 0 | 0 | 0 | 0
Transmission exit | 0.12153 | 0.0024484 | 0 | 0.089331 | 658302.8923 | 0.089331 | 18.9559
Operating 132kV | 0.086053 | 0.008458 | 0 | 0.065074 | 479548.7876 | 0.065074 | 13.8087
Operating 132kV/EHV | 0.034039 | 0.0033456 | 0 | 0.025741 | 189688.1039 | 0.025741 | 5.4621
Operating EHV | 0.087019 | 0.0088484 | 0 | 0.065884 | 485516.9927 | 0.065884 | 13.9805
Operating EHV/HV | 0.054892 | 0.0055816 | 0 | 0.04156 | 306265.7683 | 0.04156 | 8.819
Operating 132kV/HV | 0 | 0 | 0 | 0 | 0 | 0 | 0
Operating HV | 0.099655 | 0.010133 | 0 | 0.075451 | 556019.5828 | 0.075451 | 16.0106
Operating HV/LV | 0.090479 | 0.0092002 | 0 | 0.068504 | 504821.5232 | 0.068504 | 14.5364
Operating LV circuits | 0 | 0 | 0.42046 | 0 | 53297.0626 | 0.0072324 | 1.5347
Operating LV customer |  |  | 2.7783 | 0 | 352176.2231 | 0.04779 | 10.141
Operating HV customer |  |  | 0 | 0 | 0 | 0 | 0
Adder | 0.49253 | 0.49253 |  | 0.49253 | 3629596.8582 | 0.49253 | 104.5146
Rounding | 0.00043278 | -0.00037171 | -0.0023742 | 0.00021527 | 1285.4444 | 0.00017443 | 0.037015
Total | 2.118 | 0.646 | 3.23 | 1.72 | 13084695.7733 | 1.7756 | 376.7753
Small Non Domestic Off Peak (related MPAN)
| Rate 1 units (MWh) | MWh/year
Small Non Domestic Off Peak (related MPAN) | 19488.6458 | 19488.6458
| Unit rate 1 p/kWh | Revenue (£/year) | Average p/kWh
Assets 132kV | 0.02441 | 4757.1163 | 0.02441
Assets 132kV/EHV | 0.0096554 | 1881.703 | 0.0096554
Assets EHV | 0.02722 | 5304.8697 | 0.02722
Assets EHV/HV | 0.017171 | 3346.3298 | 0.017171
Assets 132kV/HV | 0 | 0 | 0
Assets HV | 0.021821 | 4252.638 | 0.021821
Assets HV/LV | 0.019812 | 3861.0568 | 0.019812
Assets LV circuits | 0 | 0 | 0
Transmission exit | 0.0043219 | 842.274 | 0.0043219
Operating 132kV | 0.0091729 | 1787.681 | 0.0091729
Operating 132kV/EHV | 0.0036284 | 707.1268 | 0.0036284
Operating EHV | 0.010229 | 1993.5218 | 0.010229
Operating EHV/HV | 0.0064526 | 1257.5203 | 0.0064526
Operating 132kV/HV | 0 | 0 | 0
Operating HV | 0.011715 | 2283.0038 | 0.011715
Operating HV/LV | 0.010636 | 2072.7857 | 0.010636
Operating LV circuits | 0 | 0 | 0
Adder | 0.49253 | 95988.1571 | 0.49253
Rounding | 0.00022196 | 43.2567 | 0.00022196
Total | 0.669 | 130379.0407 | 0.669
LV Medium Non-Domestic
| Rate 1 units (MWh) | Rate 2 units (MWh) | MPANs | MWh/year | MWh/MPAN/year
LV Medium Non-Domestic | 14944.0556 | 3871.7447 | 384.8571 | 18815.8003 | 48.8903
| Unit rate 1 p/kWh | Unit rate 2 p/kWh | Fixed charge p/MPAN/day | Average unit rate (p/kWh) | Revenue (£/year) | Average p/kWh | Average £/MPAN/year
Assets 132kV | 0.23232 | 0.02112 | 0 | 0.18886 | 35535.5697 | 0.18886 | 92.3344
Assets 132kV/EHV | 0.091895 | 0.0083543 | 0 | 0.074705 | 14056.2858 | 0.074705 | 36.5234
Assets EHV | 0.2337 | 0.022096 | 0 | 0.19016 | 35780.4652 | 0.19016 | 92.9708
Assets EHV/HV | 0.14742 | 0.013938 | 0 | 0.11995 | 22570.439 | 0.11995 | 58.6463
Assets 132kV/HV | 0 | 0 | 0 | 0 | 0 | 0 | 0
Assets HV | 0.18735 | 0.017713 | 0 | 0.15244 | 28683.337 | 0.15244 | 74.5298
Assets HV/LV | 0.1701 | 0.016082 | 0 | 0.13841 | 26042.1869 | 0.13841 | 67.6672
Assets LV circuits | 0 | 0 | 0.30468 | 0 | 427.9951 | 0.0022747 | 1.1121
Assets LV customer |  |  | 0 | 0 | 0 | 0 | 0
Assets HV customer |  |  | 0 | 0 | 0 | 0 | 0
Transmission exit | 0.12493 | 0.0022974 | 0 | 0.099696 | 18758.6763 | 0.099696 | 48.7419
Operating 132kV | 0.087303 | 0.0079368 | 0 | 0.070972 | 13353.9437 | 0.070972 | 34.6984
Operating 132kV/EHV | 0.034533 | 0.0031395 | 0 | 0.028073 | 5282.2243 | 0.028073 | 13.7252
Operating EHV | 0.087824 | 0.0083036 | 0 | 0.071461 | 13445.9732 | 0.071461 | 34.9376
Operating EHV/HV | 0.0554 | 0.0052379 | 0 | 0.045078 | 8481.7656 | 0.045078 | 22.0387
Operating 132kV/HV | 0 | 0 | 0 | 0 | 0 | 0 | 0
Operating HV | 0.10058 | 0.0095094 | 0 | 0.081838 | 15398.4815 | 0.081838 | 40.0109
Operating HV/LV | 0.091316 | 0.0086338 | 0 | 0.074302 | 13980.5955 | 0.074302 | 36.3267
Operating LV circuits | 0 | 0 | 3.8166 | 0 | 5361.2224 | 0.028493 | 13.9304
Operating LV customer |  |  | 10.9787 | 0 | 15422.0871 | 0.081963 | 40.0722
Operating HV customer |  |  | 0 | 0 | 0 | 0 | 0
Adder | 0.49253 | 0.49253 |  | 0.49253 | 92674.1655 | 0.49253 | 240.8015
Rounding | -0.00020472 | 0.00010243 | 6.8868e-05 | -0.00014152 | -26.5308 | -0.000141 | -0.068937
Total | 2.137 | 0.637 | 15.1 | 1.8283 | 365228.8831 | 1.9411 | 948.9986
LV Sub Medium Non-Domestic
| Rate 1 units (MWh) | Rate 2 units (MWh) | MPANs | MWh/year | MWh/MPAN/year
LV Sub Medium Non-Domestic | 1937.0701 | 495.1971 | 33.9534 | 2432.2672 | 71.6354
| Unit rate 1 p/kWh | Unit rate 2 p/kWh | Fixed charge p/MPAN/day | Average unit rate (p/kWh) | Revenue (£/year) | Average p/kWh | Average £/MPAN/year
Assets 132kV | 0.22287 | 0.020534 | 0 | 0.18168 | 4418.9066 | 0.18168 | 130.1461
Assets 132kV/EHV | 0.088159 | 0.0081224 | 0 | 0.071864 | 1747.9223 | 0.071864 | 51.48
Assets EHV | 0.22443 | 0.021483 | 0 | 0.18311 | 4453.7243 | 0.18311 | 131.1716
Assets EHV/HV | 0.14157 | 0.013552 | 0 | 0.11551 | 2809.4244 | 0.11551 | 82.7435
Assets 132kV/HV | 0 | 0 | 0 | 0 | 0 | 0 | 0
Assets HV | 0.17991 | 0.017222 | 0 | 0.14679 | 3570.319 | 0.14679 | 105.1534
Assets HV/LV | 0 | 0 | 1.0758 | 0 | 133.3278 | 0.0054816 | 3.9268
Assets LV circuits | 0 | 0 | 0 | 0 | 0 | 0 | 0
Assets LV customer |  |  | 0 | 0 | 0 | 0 | 0
Assets HV customer |  |  | 0 | 0 | 0 | 0 | 0
Transmission exit | 0.11957 | 0.0022337 | 0 | 0.09568 | 2327.1916 | 0.09568 | 68.5407
Operating 132kV | 0.083754 | 0.0077166 | 0 | 0.068273 | 1660.5849 | 0.068273 | 48.9077
Operating 132kV/EHV | 0.033129 | 0.0030523 | 0 | 0.027006 | 656.8533 | 0.027006 | 19.3457
Operating EHV | 0.084338 | 0.0080732 | 0 | 0.068811 | 1673.6691 | 0.068811 | 49.2931
Operating EHV/HV | 0.053201 | 0.0050926 | 0 | 0.043406 | 1055.7561 | 0.043406 | 31.0942
Operating 132kV/HV | 0 | 0 | 0 | 0 | 0 | 0 | 0
Operating HV | 0.096585 | 0.0092455 | 0 | 0.078803 | 1916.7049 | 0.078803 | 56.451
Operating HV/LV | 0 | 0 | 13.4763 | 0 | 1670.1121 | 0.068665 | 49.1883
Operating LV circuits | 0 | 0 | 0 | 0 | 0 | 0 | 0
Operating LV customer |  |  | 41.93 | 0 | 5196.3791 | 0.21364 | 153.0443
Operating HV customer |  |  | 0 | 0 | 0 | 0 | 0
Adder | 0.49253 | 0.49253 |  | 0.49253 | 11979.7368 | 0.49253 | 352.8285
Rounding | -5.4496e-05 | 0.00013908 | -0.0020382 | -1.5084e-05 | -0.61947 | -2.5469e-05 | -0.018245
Total | 1.82 | 0.609 | 56.48 | 1.5734 | 45269.993 | 1.8612 | 1333.2968
HV Medium Non-Domestic
| Rate 1 units (MWh) | Rate 2 units (MWh) | MPANs | MWh/year | MWh/MPAN/year
HV Medium Non-Domestic | 2190.1866 | 633.676 | 22.5342 | 2823.8626 | 125.3143
| Unit rate 1 p/kWh | Unit rate 2 p/kWh | Fixed charge p/MPAN/day | Average unit rate (p/kWh) | Revenue (£/year) | Average p/kWh | Average £/MPAN/year
Assets 132kV | 0.2214 | 0.020537 | 0 | 0.17633 | 4979.2586 | 0.17633 | 220.9641
Assets 132kV/EHV | 0.087577 | 0.0081234 | 0 | 0.069747 | 1969.5726 | 0.069747 | 87.4035
Assets EHV | 0.17897 | 0.017189 | 13.3727 | 0.14266 | 5128.5578 | 0.18161 | 227.5895
Assets EHV/HV | 0 | 0 | 18.1364 | 0 | 1491.7189 | 0.052825 | 66.1979
Assets 132kV/HV | 0 | 0 | 0 | 0 | 0 | 0 | 0
Assets HV | 0 | 0 | 6.1573 | 0 | 506.434 | 0.017934 | 22.474
Assets HV/LV | 0 | 0 | 0 | 0 | 0 | 0 | 0
Assets LV circuits | 0 | 0 | 0 | 0 | 0 | 0 | 0
Assets LV customer |  |  | 0 | 0 | 0 | 0 | 0
Assets HV customer |  |  | 0 | 0 | 0 | 0 | 0
Transmission exit | 0.11817 | 0.0022339 | 0 | 0.092151 | 2602.2147 | 0.092151 | 115.4782
Operating 132kV | 0.083201 | 0.0077175 | 0 | 0.066262 | 1871.1601 | 0.066262 | 83.0363
Operating 132kV/EHV | 0.032911 | 0.0030527 | 0 | 0.02621 | 740.1474 | 0.02621 | 32.8454
Operating EHV | 0.067255 | 0.0064593 | 5.0253 | 0.053612 | 1927.2653 | 0.068249 | 85.5261
Operating EHV/HV | 0 | 0 | 15.85 | 0 | 1303.6613 | 0.046166 | 57.8524
Operating 132kV/HV | 0 | 0 | 0 | 0 | 0 | 0 | 0
Operating HV | 0 | 0 | 25.7093 | 0 | 2114.5921 | 0.074883 | 93.839
Operating HV/LV | 0 | 0 | 0 | 0 | 0 | 0 | 0
Operating LV circuits | 0 | 0 | 0 | 0 | 0 | 0 | 0
Operating LV customer |  |  | 0 | 0 | 0 | 0 | 0
Operating HV customer |  |  | 92.1984 | 0 | 7583.3164 | 0.26854 | 336.5241
Adder | 0.49253 | 0.49253 |  | 0.49253 | 13908.4763 | 0.49253 | 617.2151
Rounding | -1.3136e-05 | 0.00015408 | 0.00064188 | 2.4387e-05 | 0.74144 | 2.6256e-05 | 0.032903
Total | 1.282 | 0.558 | 176.45 | 1.1195 | 46127.1171 | 1.6335 | 2046.9784
LV Network Domestic
| Rate 1 units (MWh) | Rate 2 units (MWh) | Rate 3 units (MWh) | MPANs | MWh/year | MWh/MPAN/year
LV Network Domestic | 0.10556 | 0.37475 | 0.51969 | 0.3286 | 1 | 3.0432
| Unit rate 1 p/kWh | Unit rate 2 p/kWh | Unit rate 3 p/kWh | Fixed charge p/MPAN/day | Average unit rate (p/kWh) | Revenue (£/year) | Average p/kWh | Average £/MPAN/year
Assets 132kV | 1.4302 | 0.15941 | 0.025652 | 0 | 0.22403 | 2.2403 | 0.22403 | 6.8178
Assets 132kV/EHV | 0.56572 | 0.063054 | 0.010147 | 0 | 0.088618 | 0.88618 | 0.088618 | 2.6968
Assets EHV | 1.2166 | 0.22204 | 0.026838 | 0 | 0.22558 | 2.2558 | 0.22558 | 6.8648
Assets EHV/HV | 0.76745 | 0.14006 | 0.01693 | 0 | 0.1423 | 1.423 | 0.1423 | 4.3304
Assets 132kV/HV | 0 | 0 | 0 | 0 | 0 | 0 | 0 | 0
Assets HV | 0.97531 | 0.178 | 0.021515 | 0 | 0.18083 | 1.8083 | 0.18083 | 5.5032
Assets HV/LV | 0.8855 | 0.16161 | 0.019534 | 0 | 0.16418 | 1.6418 | 0.16418 | 4.9964
Assets LV circuits | 0 | 0 | 0 | 0.033566 | 0 | 0.040259 | 0.0040259 | 0.12252
Assets LV customer |  |  |  | 0 | 0 | 0 | 0 | 0
Assets HV customer |  |  |  | 0 | 0 | 0 | 0 | 0
Transmission exit | 0.97532 | 0.036154 | 0.0027892 | 0 | 0.11795 | 1.1795 | 0.11795 | 3.5894
Operating 132kV | 0.53745 | 0.059904 | 0.00964 | 0 | 0.08419 | 0.8419 | 0.08419 | 2.5621
Operating 132kV/EHV | 0.21259 | 0.023695 | 0.0038131 | 0 | 0.033302 | 0.33302 | 0.033302 | 1.0134
Operating EHV | 0.4572 | 0.083439 | 0.010086 | 0 | 0.08477 | 0.8477 | 0.08477 | 2.5797
Operating EHV/HV | 0.2884 | 0.052634 | 0.006362 | 0 | 0.053473 | 0.53473 | 0.053473 | 1.6273
Operating 132kV/HV | 0 | 0 | 0 | 0 | 0 | 0 | 0 | 0
Operating HV | 0.52359 | 0.095556 | 0.01155 | 0 | 0.09708 | 0.9708 | 0.09708 | 2.9543
Operating HV/LV | 0.47538 | 0.086757 | 0.010487 | 0 | 0.088141 | 0.88141 | 0.088141 | 2.6823
Operating LV circuits | 0 | 0 | 0 | 0.42046 | 0 | 0.5043 | 0.05043 | 1.5347
Operating LV customer |  |  |  | 2.7783 | 0 | 3.3323 | 0.33323 | 10.141
Operating HV customer |  |  |  | 0 | 0 | 0 | 0 | 0
Adder | 0.49253 | 0.49253 | 0.49253 |  | 0.49253 | 4.9253 | 0.49253 | 14.9888
Rounding | -0.00025708 | 0.00016727 | 0.00012407 | -0.0023742 | 0.00010003 | -0.0018473 | -0.00018473 | -0.0056218
Total | 9.803 | 1.855 | 0.668 | 3.23 | 2.0771 | 24.6448 | 2.4645 | 74.9994
LV Network Non-Domestic Non-CT
| Rate 1 units (MWh) | Rate 2 units (MWh) | Rate 3 units (MWh) | MPANs | MWh/year | MWh/MPAN/year
LV Network Non-Domestic Non-CT | 22613.6999 | 80284.7877 | 111336.5171 | 4571.4466 | 214235.0047 | 46.8637
| Unit rate 1 p/kWh | Unit rate 2 p/kWh | Unit rate 3 p/kWh | Fixed charge p/MPAN/day | Average unit rate (p/kWh) | Revenue (£/year) | Average p/kWh | Average £/MPAN/year
Assets 132kV | 1.2926 | 0.14407 | 0.023185 | 0 | 0.20248 | 433789.3199 | 0.20248 | 94.891
Assets 132kV/EHV | 0.5113 | 0.056989 | 0.0091709 | 0 | 0.080093 | 171587.7001 | 0.080093 | 37.5347
Assets EHV | 1.0996 | 0.20067 | 0.024256 | 0 | 0.20388 | 436771.6601 | 0.20388 | 95.5434
Assets EHV/HV | 0.69362 | 0.12659 | 0.015301 | 0 | 0.12861 | 275517.0468 | 0.12861 | 60.2691
Assets 132kV/HV | 0 | 0 | 0 | 0 | 0 | 0 | 0 | 0
Assets HV | 0.88147 | 0.16087 | 0.019445 | 0 | 0.16344 | 350137.1113 | 0.16344 | 76.5922
Assets HV/LV | 0.80031 | 0.14606 | 0.017654 | 0 | 0.14839 | 317896.627 | 0.14839 | 69.5396
Assets LV circuits | 0 | 0 | 0 | 0.033566 | 0 | 560.0808 | 0.00026143 | 0.12252
Assets LV customer |  |  |  | 0 | 0 | 0 | 0 | 0
Assets HV customer |  |  |  | 0 | 0 | 0 | 0 | 0
Transmission exit | 0.88217 | 0.032702 | 0.0025228 | 0 | 0.10668 | 228555.2085 | 0.10668 | 49.9963
Operating 132kV | 0.48575 | 0.054141 | 0.0087127 | 0 | 0.076091 | 163014.0787 | 0.076091 | 35.6592
Operating 132kV/EHV | 0.19214 | 0.021416 | 0.0034463 | 0 | 0.030098 | 64481.0962 | 0.030098 | 14.1052
Operating EHV | 0.41321 | 0.075412 | 0.0091152 | 0 | 0.076614 | 164134.815 | 0.076614 | 35.9043
Operating EHV/HV | 0.26065 | 0.04757 | 0.0057499 | 0 | 0.048329 | 103536.7989 | 0.048329 | 22.6486
Operating 132kV/HV | 0 | 0 | 0 | 0 | 0 | 0 | 0 | 0
Operating HV | 0.47321 | 0.086362 | 0.010439 | 0 | 0.08774 | 187969.0572 | 0.08774 | 41.1181
Operating HV/LV | 0.42964 | 0.07841 | 0.0094776 | 0 | 0.079661 | 170660.942 | 0.079661 | 37.3319
Operating LV circuits | 0 | 0 | 0 | 0.42046 | 0 | 7015.7757 | 0.0032748 | 1.5347
Operating LV customer |  |  |  | 2.7783 | 0 | 46358.8285 | 0.021639 | 10.141
Operating HV customer |  |  |  | 0 | 0 | 0 | 0 | 0
Adder | 0.49253 | 0.49253 | 0.49253 |  | 0.49253 | 1055179.6899 | 0.49253 | 230.8196
Rounding | -0.00020402 | 0.00020407 | -8.9827e-06 | -0.0023742 | 5.0271e-05 | 68.083 | 3.178e-05 | 0.014893
Total | 8.908 | 1.724 | 0.651 | 3.23 | 1.9247 | 4177233.9198 | 1.9498 | 913.7663
LV HH Metered
| Rate 1 units (MWh) | Rate 2 units (MWh) | Rate 3 units (MWh) | MPANs | Import capacity (kVA) | Exceeded capacity (kVA) | Reactive power units (MVArh) | MWh/year | MWh/MPAN/year
LV HH Metered | 338154.5049 | 1201558.719 | 1550627.0451 | 12392.159 | 1662819.7424 | 16628.1974 | 282448.2944 | 3090340.2689 | 249.3787
| Unit rate 1 p/kWh | Unit rate 2 p/kWh | Unit rate 3 p/kWh | Fixed charge p/MPAN/day | Capacity charge p/kVA/day | Exceeded capacity charge p/kVA/day | Reactive power charge p/kVArh | Average unit rate (p/kWh) | Revenue (£/year) | Average p/kWh | Average £/MPAN/year | Average p/kVA/day
Assets 132kV | 1.146 | 0.12773 | 0.020556 |  | 0 | 0 | 0.031272 | 0.18824 | 5817202.7235 | 0.18824 | 469.4261 | 0.95846
Assets 132kV/EHV | 0.45332 | 0.050526 | 0.0081309 |  | 0 | 0 | 0.012064 | 0.074431 | 2300161.7289 | 0.074431 | 185.6143 | 0.37898
Assets EHV | 0.97489 | 0.17792 | 0.021506 |  | 0 | 0 | 0.030462 | 0.18943 | 5853935.3127 | 0.18943 | 472.3903 | 0.96452
Assets EHV/HV | 0.61496 | 0.11223 | 0.013566 |  | 0 | 0 | 0.015642 | 0.11916 | 3682588.769 | 0.11916 | 297.1709 | 0.60676
Assets 132kV/HV | 0 | 0 | 0 |  | 0 | 0 | 0 | 0 | 0 | 0 | 0 | 0
Assets HV | 0.62521 | 0.1141 | 0.013792 |  | 0.35503 | 0.50719 | 0.015903 | 0.12115 | 5929536.001 | 0.19187 | 478.491 | 0.97697
Assets HV/LV | 0 | 0 | 0 |  | 1.6117 | 2.3024 | 0 | 0 | 9921579.4292 | 0.32105 | 800.6336 | 1.6347
Assets LV circuits | 0 | 0 | 0 |  | 0.028921 | 0.96402 | 0 | 0 | 234036.981 | 0.0075732 | 18.8859 | 0.038561
Assets LV customer |  |  |  | 0 |  |  |  | 0 | 0 | 0 | 0 | 0
Assets HV customer |  |  |  | 0 |  |  |  | 0 | 0 | 0 | 0 | 0
Transmission exit | 0.78188 | 0.028984 | 0.002236 |  | 0 | 0 | 0.016365 | 0.099443 | 3073126.9339 | 0.099443 | 247.9896 | 0.50634
Operating 132kV | 0.43067 | 0.048001 | 0.0077246 |  | 0 | 0 | 0.011752 | 0.070738 | 2186051.8444 | 0.070738 | 176.4061 | 0.36018
Operating 132kV/EHV | 0.17035 | 0.018987 | 0.0030555 |  | 0 | 0 | 0.0045335 | 0.02797 | 864379.8452 | 0.02797 | 69.7522 | 0.14242
Operating EHV | 0.36635 | 0.06686 | 0.0080816 |  | 0 | 0 | 0.011447 | 0.071185 | 2199855.6171 | 0.071185 | 177.52 | 0.36246
Operating EHV/HV | 0.2311 | 0.042176 | 0.0050979 |  | 0 | 0 | 0.0058781 | 0.044781 | 1383883.3462 | 0.044781 | 111.6741 | 0.22801
Operating 132kV/HV | 0 | 0 | 0 |  | 0 | 0 | 0 | 0 | 0 | 0 | 0 | 0
Operating HV | 0.33564 | 0.061255 | 0.0074041 |  | 0.1906 | 0.1906 | 0.0085372 | 0.065039 | 3178279.0377 | 0.10285 | 256.475 | 0.52367
Operating HV/LV | 0 | 0 | 0 |  | 0.86523 | 0.86523 | 0 | 0 | 5303836.1287 | 0.17163 | 427.9994 | 0.87388
Operating LV circuits | 0 | 0 | 0 |  | 0.36227 | 0.36227 | 0 | 0 | 2220711.4328 | 0.07186 | 179.2029 | 0.36589
Operating LV customer |  |  |  | 13.0618 |  |  |  | 0 | 590803.5208 | 0.019118 | 47.6756 | 0.097343
Operating HV customer |  |  |  | 0 |  |  |  | 0 | 0 | 0 | 0 | 0
Adder | 0.49253 | 0.49253 | 0.49253 |  |  |  |  | 0.49253 | 15220968.6368 | 0.49253 | 1228.2742 | 2.5079
Rounding | 6.6758e-05 | -0.00031061 | 0.00031691 | -0.0018062 | -0.003738 | -0.0017197 | 0.00014521 | 5.8822e-05 | -21055.4456 | -0.00068133 | -1.6991 | -0.0034692
Total | 6.623 | 1.341 | 0.604 | 13.06 | 3.41 | 5.19 | 0.164 | 1.5642 | 69939881.8434 | 2.2632 | 5643.8819 | 11.5236
LV Sub HH Metered
| Rate 1 units (MWh) | Rate 2 units (MWh) | Rate 3 units (MWh) | MPANs | Import capacity (kVA) | Exceeded capacity (kVA) | Reactive power units (MVArh) | MWh/year | MWh/MPAN/year
LV Sub HH Metered | 144713.081 | 527578.6426 | 704429.1849 | 2137.7743 | 702833.0397 | 7028.3304 | 109887.4243 | 1376720.9085 | 643.9973
| Unit rate 1 p/kWh | Unit rate 2 p/kWh | Unit rate 3 p/kWh | Fixed charge p/MPAN/day | Capacity charge p/kVA/day | Exceeded capacity charge p/kVA/day | Reactive power charge p/kVArh | Average unit rate (p/kWh) | Revenue (£/year) | Average p/kWh | Average £/MPAN/year | Average p/kVA/day
Assets 132kV | 1.0891 | 0.12139 | 0.019535 |  | 0 | 0 | 0.028549 | 0.17328 | 2385569.6939 | 0.17328 | 1115.9128 | 0.92992
Assets 132kV/EHV | 0.43082 | 0.048018 | 0.0077273 |  | 0 | 0 | 0.011014 | 0.068519 | 943318.0112 | 0.068519 | 441.2617 | 0.36772
Assets EHV | 0.9265 | 0.16909 | 0.020438 |  | 0 | 0 | 0.02781 | 0.17486 | 2407373.3302 | 0.17486 | 1126.112 | 0.93842
Assets EHV/HV | 0.58444 | 0.10666 | 0.012892 |  | 0 | 0 | 0.01428 | 0.11004 | 1514994.2205 | 0.11004 | 708.6783 | 0.59056
Assets 132kV/HV | 0 | 0 | 0 |  | 0 | 0 | 0 | 0 | 0 | 0 | 0 | 0
Assets HV | 0 | 0 | 0 |  | 1.6952 | 2.4217 | 0 | 0 | 4410898.796 | 0.32039 | 2063.3136 | 1.7194
Assets HV/LV | 0 | 0 | 0 |  | 0.065962 | 2.1987 | 0 | 0 | 225619.4371 | 0.016388 | 105.5394 | 0.087949
Assets LV circuits | 0 | 0 | 0 |  | 0 | 0 | 0 | 0 | 0 | 0 | 0 | 0
Assets LV customer |  |  |  | 0 |  |  |  | 0 | 0 | 0 | 0 | 0
Assets HV customer |  |  |  | 0 |  |  |  | 0 | 0 | 0 | 0 | 0
Transmission exit | 0.74308 | 0.027545 | 0.002125 |  | 0 | 0 | 0.01494 | 0.090944 | 1252038.5177 | 0.090944 | 585.6738 | 0.48806
Operating 132kV | 0.40929 | 0.045619 | 0.0073412 |  | 0 | 0 | 0.010729 | 0.065117 | 896475.3812 | 0.065117 | 419.3499 | 0.34946
Operating 132kV/EHV | 0.1619 | 0.018045 | 0.0029039 |  | 0 | 0 | 0.0041388 | 0.025749 | 354490.324 | 0.025749 | 165.8221 | 0.13818
Operating EHV | 0.34817 | 0.063542 | 0.0076805 |  | 0 | 0 | 0.010451 | 0.065712 | 904668.9893 | 0.065712 | 423.1826 | 0.35265
Operating EHV/HV | 0.21963 | 0.040082 | 0.0048449 |  | 0 | 0 | 0.0053664 | 0.041353 | 569321.041 | 0.041353 | 266.3148 | 0.22193
Operating 132kV/HV | 0 | 0 | 0 |  | 0 | 0 | 0 | 0 | 0 | 0 | 0 | 0
Operating HV | 0 | 0 | 0 |  | 0.91006 | 0.91006 | 0 | 0 | 2357959.6939 | 0.17127 | 1102.9975 | 0.91916
Operating HV/LV | 0 | 0 | 0 |  | 0.82626 | 0.82626 | 0 | 0 | 2140839.7137 | 0.1555 | 1001.4339 | 0.83452
Operating LV circuits | 0 | 0 | 0 |  | 0 | 0 | 0 | 0 | 0 | 0 | 0 | 0
Operating LV customer |  |  |  | 41.93 |  |  |  | 0 | 327174.2389 | 0.023765 | 153.0443 | 0.12754
Operating HV customer |  |  |  | 0 |  |  |  | 0 | 0 | 0 | 0 | 0
Adder | 0.49253 | 0.49253 | 0.49253 |  |  |  |  | 0.49253 | 6780815.0385 | 0.49253 | 3171.904 | 2.6432
Rounding | -0.00049732 | 0.00047097 | -2.2467e-05 | 4.6948e-05 | 0.0025132 | 0.0032315 | -0.00027807 | 9.4516e-05 | 7831.6874 | 0.00056887 | 3.6635 | 0.0030529
Total | 5.405 | 1.133 | 0.578 | 41.93 | 3.5 | 6.36 | 0.127 | 1.3082 | 27479388.1145 | 1.996 | 12854.2043 | 10.7118
HV HH Metered
| Rate 1 units (MWh) | Rate 2 units (MWh) | Rate 3 units (MWh) | MPANs | Import capacity (kVA) | Exceeded capacity (kVA) | Reactive power units (MVArh) | MWh/year | MWh/MPAN/year
HV HH Metered | 497457.6283 | 1692466.7818 | 2771610.2977 | 2196.471 | 1869447.5553 | 18694.4756 | 395757.0112 | 4961534.7078 | 2258.8665
| Unit rate 1 p/kWh | Unit rate 2 p/kWh | Unit rate 3 p/kWh | Fixed charge p/MPAN/day | Capacity charge p/kVA/day | Exceeded capacity charge p/kVA/day | Reactive power charge p/kVArh | Average unit rate (p/kWh) | Revenue (£/year) | Average p/kWh | Average £/MPAN/year | Average p/kVA/day
Assets 132kV | 0.97806 | 0.10901 | 0.017543 |  | 0 | 0 | 0.024454 | 0.147 | 7293485.3645 | 0.147 | 3320.547 | 1.0689
Assets 132kV/EHV | 0.38688 | 0.043121 | 0.0069392 |  | 0 | 0 | 0.0094339 | 0.058128 | 2884030.5702 | 0.058128 | 1313.0292 | 0.42266
Assets EHV | 0.66561 | 0.12147 | 0.014683 |  | 0.46729 | 0.46729 | 0.019057 | 0.1179 | 9069846.4116 | 0.1828 | 4129.2812 | 1.3292
Assets EHV/HV | 0 | 0 | 0 |  | 0.63375 | 1.4738 | 0 | 0 | 4424967.5809 | 0.089185 | 2014.5805 | 0.64849
Assets 132kV/HV | 0 | 0 | 0 |  | 0 | 0 | 0 | 0 | 0 | 0 | 0 | 0
Assets HV | 0 | 0 | 0 |  | 0.21516 | 2.3906 | 0 | 0 | 1631245.1424 | 0.032878 | 742.6664 | 0.23906
Assets HV/LV | 0 | 0 | 0 |  | 0 | 0 | 0 | 0 | 0 | 0 | 0 | 0
Assets LV circuits | 0 | 0 | 0 |  | 0 | 0 | 0 | 0 | 0 | 0 | 0 | 0
Assets LV customer |  |  |  | 0 |  |  |  | 0 | 0 | 0 | 0 | 0
Assets HV customer |  |  |  | 0 |  |  |  | 0 | 0 | 0 | 0 | 0
Transmission exit | 0.66729 | 0.024736 | 0.0019083 |  | 0 | 0 | 0.012797 | 0.077429 | 3841681.364 | 0.077429 | 1749.0244 | 0.56301
Operating 132kV | 0.36755 | 0.040966 | 0.0065925 |  | 0 | 0 | 0.0091898 | 0.055241 | 2740825.4261 | 0.055241 | 1247.8314 | 0.40168
Operating 132kV/EHV | 0.14539 | 0.016204 | 0.0026077 |  | 0 | 0 | 0.0035452 | 0.021844 | 1083792.4423 | 0.021844 | 493.4244 | 0.15883
Operating EHV | 0.25013 | 0.045649 | 0.0055177 |  | 0.1756 | 0.1756 | 0.0071614 | 0.044304 | 3408365.7419 | 0.068696 | 1551.7463 | 0.49951
Operating EHV/HV | 0 | 0 | 0 |  | 0.55386 | 0.55386 | 0 | 0 | 3817025.3937 | 0.076932 | 1737.7991 | 0.5594
Operating 132kV/HV | 0 | 0 | 0 |  | 0 | 0 | 0 | 0 | 0 | 0 | 0 | 0
Operating HV | 0 | 0 | 0 |  | 0.89838 | 0.89838 | 0 | 0 | 6191371.5026 | 0.12479 | 2818.7813 | 0.90736
Operating HV/LV | 0 | 0 | 0 |  | 0 | 0 | 0 | 0 | 0 | 0 | 0 | 0
Operating LV circuits | 0 | 0 | 0 |  | 0 | 0 | 0 | 0 | 0 | 0 | 0 | 0
Operating LV customer |  |  |  | 0 |  |  |  | 0 | 0 | 0 | 0 | 0
Operating HV customer |  |  |  | 92.1984 |  |  |  | 0 | 739165.3735 | 0.014898 | 336.5241 | 0.10833
Adder | 0.49253 | 0.49253 | 0.49253 |  |  |  |  | 0.49253 | 24437232.6689 | 0.49253 | 11125.6795 | 3.5813
Rounding | -0.00044052 | 0.00030088 | -0.00032522 | 0.0016239 | -0.0040394 | 0.00039315 | 0.0003611 | -9.4406e-05 | -32206.7151 | -0.00064913 | -14.6629 | -0.00472
Total | 3.953 | 0.894 | 0.548 | 92.2 | 2.94 | 5.96 | 0.086 | 1.0143 | 71530828.2675 | 1.4417 | 32566.2518 | 10.483
NHH UMS category A
| Rate 1 units (MWh) | MWh/year
NHH UMS category A | 21903.5088 | 21903.5088
| Unit rate 1 p/kWh | Revenue (£/year) | Average p/kWh
Assets 132kV | 0.1569 | 34365.5593 | 0.1569
Assets 132kV/EHV | 0.062061 | 13593.4819 | 0.062061
Assets EHV | 0.15699 | 34386.5417 | 0.15699
Assets EHV/HV | 0.09903 | 21691.1473 | 0.09903
Assets 132kV/HV | 0 | 0 | 0
Assets HV | 0.12585 | 27565.9011 | 0.12585
Assets HV/LV | 0.11426 | 25027.644 | 0.11426
Assets LV circuits | 0.0027147 | 594.6158 | 0.0027147
Assets LV customer |  | 0 | 0
Transmission exit | 0.08176 | 17908.3168 | 0.08176
Operating 132kV | 0.05896 | 12914.2644 | 0.05896
Operating 132kV/EHV | 0.023322 | 5108.3068 | 0.023322
Operating EHV | 0.058996 | 12922.1494 | 0.058996
Operating EHV/HV | 0.037215 | 8151.3358 | 0.037215
Operating 132kV/HV | 0 | 0 | 0
Operating HV | 0.067563 | 14798.5925 | 0.067563
Operating HV/LV | 0.061342 | 13435.9441 | 0.061342
Operating LV circuits | 0.034005 | 7448.3729 | 0.034005
Operating LV customer | 1.6012 | 350724.5896 | 1.6012
Adder | 0.49253 | 107882.172 | 0.49253
Rounding | 0.00027198 | 59.574 | 0.00027198
Total | 3.235 | 708578.5095 | 3.235
NHH UMS category B
| Rate 1 units (MWh) | MWh/year
NHH UMS category B | 8864.1544 | 8864.1544
| Unit rate 1 p/kWh | Revenue (£/year) | Average p/kWh
Assets 132kV | 0.1951 | 17294.4019 | 0.1951
Assets 132kV/EHV | 0.077175 | 6840.8937 | 0.077175
Assets EHV | 0.1745 | 15468.2452 | 0.1745
Assets EHV/HV | 0.11008 | 9757.4216 | 0.11008
Assets 132kV/HV | 0 | 0 | 0
Assets HV | 0.13989 | 12400.0873 | 0.13989
Assets HV/LV | 0.12701 | 11258.2922 | 0.12701
Assets LV circuits | 0.0030175 | 267.4785 | 0.0030175
Assets LV customer |  | 0 | 0
Transmission exit | 0.12341 | 10939.3609 | 0.12341
Operating 132kV | 0.073319 | 6499.0788 | 0.073319
Operating 132kV/EHV | 0.029002 | 2570.7456 | 0.029002
Operating EHV | 0.065577 | 5812.8258 | 0.065577
Operating EHV/HV | 0.041366 | 3666.7503 | 0.041366
Operating 132kV/HV | 0 | 0 | 0
Operating HV | 0.075099 | 6656.9142 | 0.075099
Operating HV/LV | 0.068184 | 6043.9482 | 0.068184
Operating LV circuits | 0.037799 | 3350.5335 | 0.037799
Operating LV customer | 1.6012 | 141935.1094 | 1.6012
Adder | 0.49253 | 43658.9516 | 0.49253
Rounding | -0.00029305 | -25.9764 | -0.00029305
Total | 3.434 | 304395.0625 | 3.434
NHH UMS category C
| Rate 1 units (MWh) | MWh/year
NHH UMS category C | 277.2299 | 277.2299
| Unit rate 1 p/kWh | Revenue (£/year) | Average p/kWh
Assets 132kV | 0.35504 | 984.2809 | 0.35504
Assets 132kV/EHV | 0.14044 | 389.3376 | 0.14044
Assets EHV | 0.31475 | 872.5803 | 0.31475
Assets EHV/HV | 0.19855 | 550.4266 | 0.19855
Assets 132kV/HV | 0 | 0 | 0
Assets HV | 0.25232 | 699.5023 | 0.25232
Assets HV/LV | 0.22909 | 635.0924 | 0.22909
Assets LV circuits | 0.0054427 | 15.0888 | 0.0054427
Assets LV customer |  | 0 | 0
Transmission exit | 0.23474 | 650.764 | 0.23474
Operating 132kV | 0.13342 | 369.8838 | 0.13342
Operating 132kV/EHV | 0.052776 | 146.3095 | 0.052776
Operating EHV | 0.11828 | 327.9078 | 0.11828
Operating EHV/HV | 0.074611 | 206.8453 | 0.074611
Operating 132kV/HV | 0 | 0 | 0
Operating HV | 0.13546 | 375.5237 | 0.13546
Operating HV/LV | 0.12298 | 340.9456 | 0.12298
Operating LV circuits | 0.068177 | 189.0072 | 0.068177
Operating LV customer | 1.6012 | 4439.0764 | 1.6012
Adder | 0.49253 | 1365.4509 | 0.49253
Rounding | 0.0001775 | 0.49208 | 0.0001775
Total | 4.53 | 12558.5151 | 4.53
NHH UMS category D
| Rate 1 units (MWh) | MWh/year
NHH UMS category D | 1 | 1
| Unit rate 1 p/kWh | Revenue (£/year) | Average p/kWh
Assets 132kV | 0.13919 | 1.3919 | 0.13919
Assets 132kV/EHV | 0.055055 | 0.55055 | 0.055055
Assets EHV | 0.15427 | 1.5427 | 0.15427
Assets EHV/HV | 0.097313 | 0.97313 | 0.097313
Assets 132kV/HV | 0 | 0 | 0
Assets HV | 0.12367 | 1.2367 | 0.12367
Assets HV/LV | 0.11228 | 1.1228 | 0.11228
Assets LV circuits | 0.0026676 | 0.026676 | 0.0026676
Assets LV customer |  | 0 | 0
Transmission exit | 0.057376 | 0.57376 | 0.057376
Operating 132kV | 0.052304 | 0.52304 | 0.052304
Operating 132kV/EHV | 0.020689 | 0.20689 | 0.020689
Operating EHV | 0.057973 | 0.57973 | 0.057973
Operating EHV/HV | 0.03657 | 0.3657 | 0.03657
Operating 132kV/HV | 0 | 0 | 0
Operating HV | 0.066391 | 0.66391 | 0.066391
Operating HV/LV | 0.060278 | 0.60278 | 0.060278
Operating LV circuits | 0.033416 | 0.33416 | 0.033416
Operating LV customer | 1.6012 | 16.0123 | 1.6012
Adder | 0.49253 | 4.9253 | 0.49253
Rounding | -0.00019934 | -0.0019934 | -0.00019934
Total | 3.163 | 31.63 | 3.163
LV UMS (Pseudo HH Metered)
| Rate 1 units (MWh) | Rate 2 units (MWh) | Rate 3 units (MWh) | MWh/year
LV UMS (Pseudo HH Metered) | 12533.4419 | 31367.0165 | 205047.9913 | 248948.4497
| Unit rate 1 p/kWh | Unit rate 2 p/kWh | Unit rate 3 p/kWh | Average unit rate (p/kWh) | Revenue (£/year) | Average p/kWh
Assets 132kV | 3.3242 | 0.13194 | 0.021448 | 0.20165 | 501996.3878 | 0.20165
Assets 132kV/EHV | 1.3149 | 0.05219 | 0.0084839 | 0.079762 | 198567.3729 | 0.079762
Assets EHV | 2.8245 | 0.17247 | 0.022439 | 0.18241 | 454109.5513 | 0.18241
Assets EHV/HV | 1.7817 | 0.10879 | 0.014155 | 0.11507 | 286453.8475 | 0.11507
Assets 132kV/HV | 0 | 0 | 0 | 0 | 0 | 0
Assets HV | 2.2642 | 0.13826 | 0.017988 | 0.14623 | 364035.9965 | 0.14623
Assets HV/LV | 2.0557 | 0.12553 | 0.016332 | 0.13276 | 330515.7084 | 0.13276
Assets LV circuits | 0.048841 | 0.0029823 | 0.00038802 | 0.0031543 | 7852.5108 | 0.0031543
Assets LV customer |  |  |  | 0 | 0 | 0
Transmission exit | 2.3898 | 0.029225 | 0.0023331 | 0.12592 | 313478.0915 | 0.12592
Operating 132kV | 1.2492 | 0.049582 | 0.0080599 | 0.075777 | 188645.6742 | 0.075777
Operating 132kV/EHV | 0.49412 | 0.019612 | 0.0031882 | 0.029974 | 74619.8117 | 0.029974
Operating EHV | 1.0614 | 0.064811 | 0.0084324 | 0.068548 | 170650.2368 | 0.068548
Operating EHV/HV | 0.66954 | 0.040883 | 0.0053192 | 0.043241 | 107646.7491 | 0.043241
Operating 132kV/HV | 0 | 0 | 0 | 0 | 0 | 0
Operating HV | 1.2155 | 0.074222 | 0.0096569 | 0.078502 | 195430.5923 | 0.078502
Operating HV/LV | 1.1036 | 0.067388 | 0.0087677 | 0.071274 | 177435.422 | 0.071274
Operating LV circuits | 0.6118 | 0.037357 | 0.0048605 | 0.039512 | 98363.4038 | 0.039512
Operating LV customer | 1.6012 | 1.6012 | 1.6012 | 1.6012 | 3986226.3018 | 1.6012
Adder | 0.49253 | 0.49253 | 0.49253 | 0.49253 | 1226155.1207 | 0.49253
Rounding | 0.00025747 | 4.8742e-06 | 0.00038924 | 0.00033418 | 831.9329 | 0.00033418
Total | 24.503 | 3.209 | 2.246 | 3.4879 | 8683014.7121 | 3.4879
LV Generation NHH or Aggregate HH
| Rate 1 units (MWh) | MPANs | MWh/year | MWh/MPAN/year
LV Generation NHH or Aggregate HH | 698.3812 | 55 | 698.3812 | 12.6978
| Unit rate 1 p/kWh | Fixed charge p/MPAN/day | Revenue (£/year) | Average p/kWh | Average £/MPAN/year
Assets 132kV | -0.1311 |  | -915.597 | -0.1311 | -16.6472
Assets 132kV/EHV | -0.051858 |  | -362.1693 | -0.051858 | -6.5849
Assets EHV | -0.13095 |  | -914.5021 | -0.13095 | -16.6273
Assets EHV/HV | -0.082601 |  | -576.871 | -0.082601 | -10.4886
Assets 132kV/HV | 0 |  | 0 | 0 | 0
Assets HV | -0.10497 |  | -733.1087 | -0.10497 | -13.3292
Assets HV/LV | -0.095307 |  | -665.6044 | -0.095307 | -12.1019
Assets LV circuits | 0 |  | 0 | 0 | 0
Assets LV customer |  | 0 | 0 | 0 | 0
Assets HV customer |  | 0 | 0 | 0 | 0
Transmission exit | -0.068608 |  | -479.1429 | -0.068608 | -8.7117
Operating 132kV | -0.049267 |  | -344.073 | -0.049267 | -6.2559
Operating 132kV/EHV | -0.019488 |  | -136.0999 | -0.019488 | -2.4745
Operating EHV | -0.049208 |  | -343.6616 | -0.049208 | -6.2484
Operating EHV/HV | -0.031041 |  | -216.7829 | -0.031041 | -3.9415
Operating 132kV/HV | 0 |  | 0 | 0 | 0
Operating HV | -0.056354 |  | -393.5651 | -0.056354 | -7.1557
Operating HV/LV | -0.051165 |  | -357.3258 | -0.051165 | -6.4968
Operating LV circuits | 0 |  | 0 | 0 | 0
Operating LV customer |  | 0 | 0 | 0 | 0
Operating HV customer |  | 0 | 0 | 0 | 0
Adder | 0 |  | 0 | 0 | 0
Rounding | -8.1707e-05 | 0 | -0.57062 | -8.1707e-05 | -0.010375
Total | -0.922 | 0 | -6439.0744 | -0.922 | -117.0741
LV Sub Generation NHH
| Rate 1 units (MWh) | MPANs | MWh/year | MWh/MPAN/year
LV Sub Generation NHH | 1 | 0.078754 | 1 | 12.6978
| Unit rate 1 p/kWh | Fixed charge p/MPAN/day | Revenue (£/year) | Average p/kWh | Average £/MPAN/year
Assets 132kV | -0.1252 |  | -1.252 | -0.1252 | -15.8975
Assets 132kV/EHV | -0.049523 |  | -0.49523 | -0.049523 | -6.2883
Assets EHV | -0.12505 |  | -1.2505 | -0.12505 | -15.8785
Assets EHV/HV | -0.078881 |  | -0.78881 | -0.078881 | -10.0162
Assets 132kV/HV | 0 |  | 0 | 0 | 0
Assets HV | -0.10025 |  | -1.0025 | -0.10025 | -12.729
Assets HV/LV | 0 |  | 0 | 0 | 0
Assets LV circuits | 0 |  | 0 | 0 | 0
Assets LV customer |  | 0 | 0 | 0 | 0
Assets HV customer |  | 0 | 0 | 0 | 0
Transmission exit | -0.065518 |  | -0.65518 | -0.065518 | -8.3194
Operating 132kV | -0.047048 |  | -0.47048 | -0.047048 | -5.9741
Operating 132kV/EHV | -0.01861 |  | -0.1861 | -0.01861 | -2.3631
Operating EHV | -0.046992 |  | -0.46992 | -0.046992 | -5.967
Operating EHV/HV | -0.029643 |  | -0.29643 | -0.029643 | -3.764
Operating 132kV/HV | 0 |  | 0 | 0 | 0
Operating HV | -0.053816 |  | -0.53816 | -0.053816 | -6.8335
Operating HV/LV | 0 |  | 0 | 0 | 0
Operating LV circuits | 0 |  | 0 | 0 | 0
Operating LV customer |  | 0 | 0 | 0 | 0
Operating HV customer |  | 0 | 0 | 0 | 0
Adder | 0 |  | 0 | 0 | 0
Rounding | -0.00047624 | 0 | -0.0047624 | -0.00047624 | -0.060472
Total | -0.741 | 0 | -7.41 | -0.741 | -94.091
LV Generation Intermittent
| Rate 1 units (MWh) | MPANs | Reactive power units (MVArh) | MWh/year | MWh/MPAN/year
LV Generation Intermittent | 32253.2079 | 272.863 | 2569.4905 | 32253.2079 | 118.2029
| Unit rate 1 p/kWh | Fixed charge p/MPAN/day | Reactive power charge p/kVArh | Revenue (£/year) | Average p/kWh | Average £/MPAN/year
Assets 132kV | -0.1311 |  | 0.021997 | -41719.6289 | -0.12935 | -152.8959
Assets 132kV/EHV | -0.051858 |  | 0.008486 | -16507.9534 | -0.051182 | -60.4991
Assets EHV | -0.13095 |  | 0.021428 | -41683.6984 | -0.12924 | -152.7642
Assets EHV/HV | -0.082601 |  | 0.011003 | -26358.8088 | -0.081725 | -96.6009
Assets 132kV/HV | 0 |  | 0 | 0 | 0 | 0
Assets HV | -0.10497 |  | 0.013983 | -33497.7355 | -0.10386 | -122.7639
Assets HV/LV | -0.095307 |  | 0.012695 | -30413.2775 | -0.094295 | -111.4599
Assets LV circuits | 0 |  | 0.00030162 | 7.7501 | 2.4029e-05 | 0.028403
Assets LV customer |  | 0 |  | 0 | 0 | 0
Assets HV customer |  | 0 |  | 0 | 0 | 0
Transmission exit | -0.068608 |  | 0.011511 | -21832.3813 | -0.067691 | -80.0122
Operating 132kV | -0.049267 |  | 0.0082664 | -15677.8569 | -0.048609 | -57.4569
Operating 132kV/EHV | -0.019488 |  | 0.0031889 | -6203.5387 | -0.019234 | -22.735
Operating EHV | -0.049208 |  | 0.0080523 | -15664.3545 | -0.048567 | -57.4074
Operating EHV/HV | -0.031041 |  | 0.0041348 | -9905.4005 | -0.030711 | -36.3017
Operating 132kV/HV | 0 |  | 0 | 0 | 0 | 0
Operating HV | -0.056354 |  | 0.0075066 | -17983.0631 | -0.055756 | -65.9051
Operating HV/LV | -0.051165 |  | 0.0068154 | -16327.1899 | -0.050622 | -59.8366
Operating LV circuits | 0 |  | 0.0037782 | 97.0806 | 0.000301 | 0.35578
Operating LV customer |  | 0 |  | 0 | 0 | 0
Operating HV customer |  | 0 |  | 0 | 0 | 0
Adder | 0 |  |  | 0 | 0 | 0
Rounding | -8.1707e-05 | 0 | -0.00014774 | -30.1492 | -9.3477e-05 | -0.11049
Total | -0.922 | 0 | 0.143 | -293700.2058 | -0.91061 | -1076.365
LV Generation Intermittent no RP charge
| Rate 1 units (MWh) | MPANs | MWh/year | MWh/MPAN/year
LV Generation Intermittent no RP charge | 1 | 0.00846 | 1 | 118.2029
| Unit rate 1 p/kWh | Fixed charge p/MPAN/day | Revenue (£/year) | Average p/kWh | Average £/MPAN/year
Assets 132kV | -0.1311 |  | -1.311 | -0.1311 | -154.9673
Assets 132kV/EHV | -0.051858 |  | -0.51858 | -0.051858 | -61.2982
Assets EHV | -0.13095 |  | -1.3095 | -0.13095 | -154.782
Assets EHV/HV | -0.082601 |  | -0.82601 | -0.082601 | -97.637
Assets 132kV/HV | 0 |  | 0 | 0 | 0
Assets HV | -0.10497 |  | -1.0497 | -0.10497 | -124.0807
Assets HV/LV | -0.095307 |  | -0.95307 | -0.095307 | -112.6554
Assets LV circuits | 0 |  | 0 | 0 | 0
Assets LV customer |  | 0 | 0 | 0 | 0
Assets HV customer |  | 0 | 0 | 0 | 0
Transmission exit | -0.068608 |  | -0.68608 | -0.068608 | -81.0963
Operating 132kV | -0.049267 |  | -0.49267 | -0.049267 | -58.2353
Operating 132kV/EHV | -0.019488 |  | -0.19488 | -0.019488 | -23.0353
Operating EHV | -0.049208 |  | -0.49208 | -0.049208 | -58.1657
Operating EHV/HV | -0.031041 |  | -0.31041 | -0.031041 | -36.6911
Operating 132kV/HV | 0 |  | 0 | 0 | 0
Operating HV | -0.056354 |  | -0.56354 | -0.056354 | -66.612
Operating HV/LV | -0.051165 |  | -0.51165 | -0.051165 | -60.4784
Operating LV circuits | 0 |  | 0 | 0 | 0
Operating LV customer |  | 0 | 0 | 0 | 0
Operating HV customer |  | 0 | 0 | 0 | 0
Adder | 0 |  | 0 | 0 | 0
Rounding | -8.1707e-05 | 0 | -0.00081707 | -8.1707e-05 | -0.09658
Total | -0.922 | 0 | -9.22 | -0.922 | -1089.831
LV Generation Non-Intermittent
| Rate 1 units (MWh) | Rate 2 units (MWh) | Rate 3 units (MWh) | MPANs | Reactive power units (MVArh) | MWh/year | MWh/MPAN/year
LV Generation Non-Intermittent | 477.7884 | 1616.9473 | 3509.7943 | 18 | 304.5512 | 5604.53 | 311.3628
| Unit rate 1 p/kWh | Unit rate 2 p/kWh | Unit rate 3 p/kWh | Fixed charge p/MPAN/day | Reactive power charge p/kVArh | Average unit rate (p/kWh) | Revenue (£/year) | Average p/kWh | Average £/MPAN/year
Assets 132kV | -0.99067 | -0.11042 | -0.017769 |  | 0.021997 | -0.12624 | -7075.3845 | -0.12624 | -393.0769
Assets 132kV/EHV | -0.39186 | -0.043677 | -0.0070287 |  | 0.008486 | -0.049948 | -2799.3618 | -0.049948 | -155.5201
Assets EHV | -0.84273 | -0.1538 | -0.01859 |  | 0.021428 | -0.12669 | -7100.5686 | -0.12669 | -394.476
Assets EHV/HV | -0.5316 | -0.097018 | -0.011727 |  | 0.011003 | -0.080055 | -4486.7184 | -0.080055 | -249.2621
Assets 132kV/HV | 0 | 0 | 0 |  | 0 | 0 | 0 | 0 | 0
Assets HV | -0.67558 | -0.12329 | -0.014903 |  | 0.013983 | -0.10174 | -5701.8854 | -0.10174 | -316.7714
Assets HV/LV | -0.61337 | -0.11194 | -0.013531 |  | 0.012695 | -0.092369 | -5176.8581 | -0.092369 | -287.6032
Assets LV circuits | 0 | 0 | 0 |  | 0.00030162 | 1.639e-05 | 0.91859 | 1.639e-05 | 0.051033
Assets LV customer |  |  |  | 0 |  | 0 | 0 | 0 | 0
Assets HV customer |  |  |  | 0 |  | 0 | 0 | 0 | 0
Transmission exit | -0.67589 | -0.025055 | -0.0019329 |  | 0.011511 | -0.065433 | -3667.2385 | -0.065433 | -203.7355
Operating 132kV | -0.37228 | -0.041494 | -0.0066775 |  | 0.0082664 | -0.047441 | -2658.8651 | -0.047441 | -147.7147
Operating 132kV/EHV | -0.14726 | -0.016413 | -0.0026413 |  | 0.0031889 | -0.01877 | -1051.9747 | -0.01877 | -58.443
Operating EHV | -0.31669 | -0.057797 | -0.006986 |  | 0.0080523 | -0.04761 | -2668.3291 | -0.04761 | -148.2405
Operating EHV/HV | -0.19977 | -0.036458 | -0.0044068 |  | 0.0041348 | -0.030084 | -1686.0679 | -0.030084 | -93.6704
Operating 132kV/HV | 0 | 0 | 0 |  | 0 | 0 | 0 | 0 | 0
Operating HV | -0.36268 | -0.066189 | -0.0080005 |  | 0.0075066 | -0.054617 | -3061.0238 | -0.054617 | -170.0569
Operating HV/LV | -0.32928 | -0.060095 | -0.0072638 |  | 0.0068154 | -0.049588 | -2779.1659 | -0.049588 | -154.3981
Operating LV circuits | 0 | 0 | 0 |  | 0.0037782 | 0.00020531 | 11.5066 | 0.00020531 | 0.63925
Operating LV customer |  |  |  | 0 |  | 0 | 0 | 0 | 0
Operating HV customer |  |  |  | 0 |  | 0 | 0 | 0 | 0
Adder | 0 | 0 | 0 |  |  | 0 | 0 | 0 | 0
Rounding | -0.00033125 | -0.00035074 | 0.00045706 | 0 | -0.00014774 | 0.00014877 | 8.3378 | 0.00014877 | 0.46321
Total | -6.45 | -0.944 | -0.121 | 0 | 0.143 | -0.89022 | -49892.6788 | -0.89022 | -2771.8155
LV Generation Non-Intermittent no RP charge
| Rate 1 units (MWh) | Rate 2 units (MWh) | Rate 3 units (MWh) | MPANs | MWh/year | MWh/MPAN/year
LV Generation Non-Intermittent no RP charge | 1 | 3.3752 | 7.3538 | 0.037756 | 11.7289 | 310.6486
| Unit rate 1 p/kWh | Unit rate 2 p/kWh | Unit rate 3 p/kWh | Fixed charge p/MPAN/day | Average unit rate (p/kWh) | Revenue (£/year) | Average p/kWh | Average £/MPAN/year
Assets 132kV | -0.99067 | -0.11042 | -0.017769 |  | -0.12738 | -14.9402 | -0.12738 | -395.7012
Assets 132kV/EHV | -0.39186 | -0.043677 | -0.0070287 |  | -0.050385 | -5.9097 | -0.050385 | -156.5218
Assets EHV | -0.84273 | -0.1538 | -0.01859 |  | -0.12776 | -14.9854 | -0.12776 | -396.8987
Assets EHV/HV | -0.5316 | -0.097018 | -0.011727 |  | -0.080594 | -9.4529 | -0.080594 | -250.3651
Assets 132kV/HV | 0 | 0 | 0 |  | 0 | 0 | 0 | 0
Assets HV | -0.67558 | -0.12329 | -0.014903 |  | -0.10242 | -12.013 | -0.10242 | -318.1731
Assets HV/LV | -0.61337 | -0.11194 | -0.013531 |  | -0.092991 | -10.9069 | -0.092991 | -288.8758
Assets LV circuits | 0 | 0 | 0 |  | 0 | 0 | 0 | 0
Assets LV customer |  |  |  | 0 | 0 | 0 | 0 | 0
Assets HV customer |  |  |  | 0 | 0 | 0 | 0 | 0
Transmission exit | -0.67589 | -0.025055 | -0.0019329 |  | -0.066048 | -7.7467 | -0.066048 | -205.1763
Operating 132kV | -0.37228 | -0.041494 | -0.0066775 |  | -0.047868 | -5.6144 | -0.047868 | -148.7009
Operating 132kV/EHV | -0.14726 | -0.016413 | -0.0026413 |  | -0.018934 | -2.2208 | -0.018934 | -58.8195
Operating EHV | -0.31669 | -0.057797 | -0.006986 |  | -0.048013 | -5.6314 | -0.048013 | -149.1509
Operating EHV/HV | -0.19977 | -0.036458 | -0.0044068 |  | -0.030287 | -3.5523 | -0.030287 | -94.0849
Operating 132kV/HV | 0 | 0 | 0 |  | 0 | 0 | 0 | 0
Operating HV | -0.36268 | -0.066189 | -0.0080005 |  | -0.054985 | -6.4491 | -0.054985 | -170.8093
Operating HV/LV | -0.32928 | -0.060095 | -0.0072638 |  | -0.049922 | -5.8553 | -0.049922 | -155.0813
Operating LV circuits | 0 | 0 | 0 |  | 0 | 0 | 0 | 0
Operating LV customer |  |  |  | 0 | 0 | 0 | 0 | 0
Operating HV customer |  |  |  | 0 | 0 | 0 | 0 | 0
Adder | 0 | 0 | 0 |  | 0 | 0 | 0 | 0
Rounding | -0.00033125 | -0.00035074 | 0.00045706 | 0 | 0.00015739 | 0.01846 | 0.00015739 | 0.48893
Total | -6.45 | -0.944 | -0.121 | 0 | -0.89744 | -105.2597 | -0.89744 | -2787.8699
LV Sub Generation Intermittent
| Rate 1 units (MWh) | MPANs | Reactive power units (MVArh) | MWh/year | MWh/MPAN/year
LV Sub Generation Intermittent | 2670.527 | 45.4658 | 176.0182 | 2670.527 | 58.7371
| Unit rate 1 p/kWh | Fixed charge p/MPAN/day | Reactive power charge p/kVArh | Revenue (£/year) | Average p/kWh | Average £/MPAN/year
Assets 132kV | -0.1252 |  | 0.021007 | -3306.4826 | -0.12381 | -72.7247
Assets 132kV/EHV | -0.049523 |  | 0.0081038 | -1308.2587 | -0.048989 | -28.7746
Assets EHV | -0.12505 |  | 0.020463 | -3303.4417 | -0.1237 | -72.6578
Assets EHV/HV | -0.078881 |  | 0.010507 | -2088.0476 | -0.078189 | -45.9257
Assets 132kV/HV | 0 |  | 0 | 0 | 0 | 0
Assets HV | -0.10025 |  | 0.013353 | -2653.5671 | -0.099365 | -58.3641
Assets HV/LV | 0 |  | 0.00051958 | 0.91456 | 3.4246e-05 | 0.020115
Assets LV circuits | 0 |  | 0 | 0 | 0 | 0
Assets LV customer |  | 0 |  | 0 | 0 | 0
Assets HV customer |  | 0 |  | 0 | 0 | 0
Transmission exit | -0.065518 |  | 0.010993 | -1730.3219 | -0.064793 | -38.0577
Operating 132kV | -0.047048 |  | 0.0078941 | -1242.5461 | -0.046528 | -27.3293
Operating 132kV/EHV | -0.01861 |  | 0.0030453 | -491.6317 | -0.01841 | -10.8132
Operating EHV | -0.046992 |  | 0.0076897 | -1241.4033 | -0.046485 | -27.3041
Operating EHV/HV | -0.029643 |  | 0.0039486 | -784.6693 | -0.029383 | -17.2585
Operating 132kV/HV | 0 |  | 0 | 0 | 0 | 0
Operating HV | -0.053816 |  | 0.0071685 | -1424.5519 | -0.053343 | -31.3324
Operating HV/LV | 0 |  | 0.0065085 | 11.4561 | 0.00042898 | 0.25197
Operating LV circuits | 0 |  | 0 | 0 | 0 | 0
Operating LV customer |  | 0 |  | 0 | 0 | 0
Operating HV customer |  | 0 |  | 0 | 0 | 0
Adder | 0 |  |  | 0 | 0 | 0
Rounding | -0.00047624 | 0 | -0.00020088 | -13.0716 | -0.00048948 | -0.2875
Total | -0.741 | 0 | 0.121 | -19575.6229 | -0.73302 | -430.5575
LV Sub Generation Intermittent no RP charge
| Rate 1 units (MWh) | MPANs | MWh/year | MWh/MPAN/year
LV Sub Generation Intermittent no RP charge | 1 | 0.017025 | 1 | 58.7371
| Unit rate 1 p/kWh | Fixed charge p/MPAN/day | Revenue (£/year) | Average p/kWh | Average £/MPAN/year
Assets 132kV | -0.1252 |  | -1.252 | -0.1252 | -73.5379
Assets 132kV/EHV | -0.049523 |  | -0.49523 | -0.049523 | -29.0883
Assets EHV | -0.12505 |  | -1.2505 | -0.12505 | -73.45
Assets EHV/HV | -0.078881 |  | -0.78881 | -0.078881 | -46.3325
Assets 132kV/HV | 0 |  | 0 | 0 | 0
Assets HV | -0.10025 |  | -1.0025 | -0.10025 | -58.881
Assets HV/LV | 0 |  | 0 | 0 | 0
Assets LV circuits | 0 |  | 0 | 0 | 0
Assets LV customer |  | 0 | 0 | 0 | 0
Assets HV customer |  | 0 | 0 | 0 | 0
Transmission exit | -0.065518 |  | -0.65518 | -0.065518 | -38.4833
Operating 132kV | -0.047048 |  | -0.47048 | -0.047048 | -27.6349
Operating 132kV/EHV | -0.01861 |  | -0.1861 | -0.01861 | -10.9311
Operating EHV | -0.046992 |  | -0.46992 | -0.046992 | -27.6018
Operating EHV/HV | -0.029643 |  | -0.29643 | -0.029643 | -17.4113
Operating 132kV/HV | 0 |  | 0 | 0 | 0
Operating HV | -0.053816 |  | -0.53816 | -0.053816 | -31.6099
Operating HV/LV | 0 |  | 0 | 0 | 0
Operating LV circuits | 0 |  | 0 | 0 | 0
Operating LV customer |  | 0 | 0 | 0 | 0
Operating HV customer |  | 0 | 0 | 0 | 0
Adder | 0 |  | 0 | 0 | 0
Rounding | -0.00047624 | 0 | -0.0047624 | -0.00047624 | -0.27973
Total | -0.741 | 0 | -7.41 | -0.741 | -435.242
LV Sub Generation Non-Intermittent
| Rate 1 units (MWh) | Rate 2 units (MWh) | Rate 3 units (MWh) | MPANs | Reactive power units (MVArh) | MWh/year | MWh/MPAN/year
LV Sub Generation Non-Intermittent | 140.3455 | 385.918 | 1028.7524 | 11 | 316.8913 | 1555.0158 | 141.3651
| Unit rate 1 p/kWh | Unit rate 2 p/kWh | Unit rate 3 p/kWh | Fixed charge p/MPAN/day | Reactive power charge p/kVArh | Average unit rate (p/kWh) | Revenue (£/year) | Average p/kWh | Average £/MPAN/year
Assets 132kV | -0.94605 | -0.10545 | -0.016969 |  | 0.021007 | -0.1185 | -1842.6785 | -0.1185 | -167.5162
Assets 132kV/EHV | -0.37422 | -0.04171 | -0.0067121 |  | 0.0081038 | -0.046915 | -729.5326 | -0.046915 | -66.3211
Assets EHV | -0.80478 | -0.14687 | -0.017753 |  | 0.020463 | -0.11666 | -1814.0741 | -0.11666 | -164.9158
Assets EHV/HV | -0.50766 | -0.092648 | -0.011199 |  | 0.010507 | -0.074078 | -1151.9312 | -0.074078 | -104.721
Assets 132kV/HV | 0 | 0 | 0 |  | 0 | 0 | 0 | 0 | 0
Assets HV | -0.64515 | -0.11774 | -0.014232 |  | 0.013353 | -0.094142 | -1463.9162 | -0.094142 | -133.0833
Assets HV/LV | 0 | 0 | 0 |  | 0.00051958 | 0.00010588 | 1.6465 | 0.00010588 | 0.14968
Assets LV circuits | 0 | 0 | 0 |  | 0 | 0 | 0 | 0 | 0
Assets LV customer |  |  |  | 0 |  | 0 | 0 | 0 | 0
Assets HV customer |  |  |  | 0 |  | 0 | 0 | 0 | 0
Transmission exit | -0.64545 | -0.023926 | -0.0018458 |  | 0.010993 | -0.063173 | -982.3532 | -0.063173 | -89.3048
Operating 132kV | -0.35552 | -0.039626 | -0.0063767 |  | 0.0078941 | -0.044531 | -692.4618 | -0.044531 | -62.9511
Operating 132kV/EHV | -0.14063 | -0.015674 | -0.0025224 |  | 0.0030453 | -0.01763 | -274.1517 | -0.01763 | -24.9229
Operating EHV | -0.30243 | -0.055194 | -0.0066714 |  | 0.0076897 | -0.04384 | -681.7125 | -0.04384 | -61.9739
Operating EHV/HV | -0.19077 | -0.034816 | -0.0042084 |  | 0.0039486 | -0.027838 | -432.8853 | -0.027838 | -39.3532
Operating 132kV/HV | 0 | 0 | 0 |  | 0 | 0 | 0 | 0 | 0
Operating HV | -0.34635 | -0.063209 | -0.0076402 |  | 0.0071685 | -0.050539 | -785.8948 | -0.050539 | -71.445
Operating HV/LV | 0 | 0 | 0 |  | 0.0065085 | 0.0013263 | 20.6248 | 0.0013263 | 1.875
Operating LV circuits | 0 | 0 | 0 |  | 0 | 0 | 0 | 0 | 0
Operating LV customer |  |  |  | 0 |  | 0 | 0 | 0 | 0
Operating HV customer |  |  |  | 0 |  | 0 | 0 | 0 | 0
Adder | 0 | 0 | 0 |  |  | 0 | 0 | 0 | 0
Rounding | 3.6796e-06 | -0.00013651 | 0.00012924 | 0 | -0.00020088 | 1.1017e-05 | 0.17131 | 1.1017e-05 | 0.015574
Total | -5.259 | -0.737 | -0.096 | 0 | 0.121 | -0.6964 | -10829.1493 | -0.6964 | -984.4681
LV Sub Generation Non-Intermittent no RP charge
| Rate 1 units (MWh) | Rate 2 units (MWh) | Rate 3 units (MWh) | MPANs | MWh/year | MWh/MPAN/year
LV Sub Generation Non-Intermittent no RP charge | 1 | 2.7498 | 7.3301 | 0.078378 | 11.0799 | 141.3651
| Unit rate 1 p/kWh | Unit rate 2 p/kWh | Unit rate 3 p/kWh | Fixed charge p/MPAN/day | Average unit rate (p/kWh) | Revenue (£/year) | Average p/kWh | Average £/MPAN/year
Assets 132kV | -0.94605 | -0.10545 | -0.016969 |  | -0.12278 | -13.6039 | -0.12278 | -173.5679
Assets 132kV/EHV | -0.37422 | -0.04171 | -0.0067121 |  | -0.048566 | -5.3811 | -0.048566 | -68.6557
Assets EHV | -0.80478 | -0.14687 | -0.017753 |  | -0.12083 | -13.3878 | -0.12083 | -170.8108
Assets EHV/HV | -0.50766 | -0.092648 | -0.011199 |  | -0.07622 | -8.4451 | -0.07622 | -107.748
Assets 132kV/HV | 0 | 0 | 0 |  | 0 | 0 | 0 | 0
Assets HV | -0.64515 | -0.11774 | -0.014232 |  | -0.096863 | -10.7323 | -0.096863 | -136.9301
Assets HV/LV | 0 | 0 | 0 |  | 0 | 0 | 0 | 0
Assets LV circuits | 0 | 0 | 0 |  | 0 | 0 | 0 | 0
Assets LV customer |  |  |  | 0 | 0 | 0 | 0 | 0
Assets HV customer |  |  |  | 0 | 0 | 0 | 0 | 0
Transmission exit | -0.64545 | -0.023926 | -0.0018458 |  | -0.065413 | -7.2478 | -0.065413 | -92.4717
Operating 132kV | -0.35552 | -0.039626 | -0.0063767 |  | -0.04614 | -5.1122 | -0.04614 | -65.2252
Operating 132kV/EHV | -0.14063 | -0.015674 | -0.0025224 |  | -0.018251 | -2.0222 | -0.018251 | -25.8002
Operating EHV | -0.30243 | -0.055194 | -0.0066714 |  | -0.045407 | -5.031 | -0.045407 | -64.1891
Operating EHV/HV | -0.19077 | -0.034816 | -0.0042084 |  | -0.028643 | -3.1736 | -0.028643 | -40.4907
Operating 132kV/HV | 0 | 0 | 0 |  | 0 | 0 | 0 | 0
Operating HV | -0.34635 | -0.063209 | -0.0076402 |  | -0.052 | -5.7616 | -0.052 | -73.5101
Operating HV/LV | 0 | 0 | 0 |  | 0 | 0 | 0 | 0
Operating LV circuits | 0 | 0 | 0 |  | 0 | 0 | 0 | 0
Operating LV customer |  |  |  | 0 | 0 | 0 | 0 | 0
Operating HV customer |  |  |  | 0 | 0 | 0 | 0 | 0
Adder | 0 | 0 | 0 |  | 0 | 0 | 0 | 0
Rounding | 3.6796e-06 | -0.00013651 | 0.00012924 | 0 | 5.1952e-05 | 0.0057563 | 5.1952e-05 | 0.073442
Total | -5.259 | -0.737 | -0.096 | 0 | -0.72106 | -79.8927 | -0.72106 | -1019.3262
HV Generation Intermittent
| Rate 1 units (MWh) | MPANs | Reactive power units (MVArh) | MWh/year | MWh/MPAN/year
HV Generation Intermittent | 470985.3243 | 192.3973 | 15090.8497 | 470985.3243 | 2447.9835
| Unit rate 1 p/kWh | Fixed charge p/MPAN/day | Reactive power charge p/kVArh | Revenue (£/year) | Average p/kWh | Average £/MPAN/year
Assets 132kV | -0.12359 |  | 0.020737 | -578968.0118 | -0.12293 | -3009.2321
Assets 132kV/EHV | -0.048887 |  | 0.0079998 | -229044.5285 | -0.048631 | -1190.4771
Assets EHV | -0.12344 |  | 0.0202 | -578352.9198 | -0.1228 | -3006.0351
Assets EHV/HV | -0.033484 |  | 0.0044602 | -157029.3767 | -0.033341 | -816.1726
Assets 132kV/HV | 0 |  | 0 | 0 | 0 | 0
Assets HV | 0 |  | 0.0016948 | 255.7588 | 5.4303e-05 | 1.3293
Assets HV/LV | 0 |  | 0 | 0 | 0 | 0
Assets LV circuits | 0 |  | 0 | 0 | 0 | 0
Assets LV customer |  | 0 |  | 0 | 0 | 0
Assets HV customer |  | 0 |  | 0 | 0 | 0
Transmission exit | -0.064677 |  | 0.010852 | -302980.8931 | -0.064329 | -1574.7672
Operating 132kV | -0.046445 |  | 0.0077928 | -217570.91 | -0.046195 | -1130.842
Operating 132kV/EHV | -0.018371 |  | 0.0030062 | -86072.8494 | -0.018275 | -447.3705
Operating EHV | -0.046389 |  | 0.007591 | -217339.764 | -0.046146 | -1129.6406
Operating EHV/HV | -0.029262 |  | 0.0038979 | -137233.0482 | -0.029137 | -713.2796
Operating 132kV/HV | 0 |  | 0 | 0 | 0 | 0
Operating HV | 0 |  | 0.0070765 | 1067.9093 | 0.00022674 | 5.5505
Operating HV/LV | 0 |  | 0 | 0 | 0 | 0
Operating LV circuits | 0 |  | 0 | 0 | 0 | 0
Operating LV customer |  | 0 |  | 0 | 0 | 0
Operating HV customer |  | 6.2083 |  | 4359.8046 | 0.00092568 | 22.6604
Adder | 0 |  |  | 0 | 0 | 0
Rounding | -0.00045013 | 0.0016631 | -0.00030806 | -2165.3769 | -0.00045975 | -11.2547
Total | -0.535 | 6.21 | 0.095 | -2501074.2054 | -0.53103 | -12999.5313
HV Generation Intermittent no RP charge
| Rate 1 units (MWh) | MPANs | MWh/year | MWh/MPAN/year
HV Generation Intermittent no RP charge | 1 | 0.0004085 | 1 | 2447.9835
| Unit rate 1 p/kWh | Fixed charge p/MPAN/day | Revenue (£/year) | Average p/kWh | Average £/MPAN/year
Assets 132kV | -0.12359 |  | -1.2359 | -0.12359 | -3025.4974
Assets 132kV/EHV | -0.048887 |  | -0.48887 | -0.048887 | -1196.7518
Assets EHV | -0.12344 |  | -1.2344 | -0.12344 | -3021.8791
Assets EHV/HV | -0.033484 |  | -0.33484 | -0.033484 | -819.671
Assets 132kV/HV | 0 |  | 0 | 0 | 0
Assets HV | 0 |  | 0 | 0 | 0
Assets HV/LV | 0 |  | 0 | 0 | 0
Assets LV circuits | 0 |  | 0 | 0 | 0
Assets LV customer |  | 0 | 0 | 0 | 0
Assets HV customer |  | 0 | 0 | 0 | 0
Transmission exit | -0.064677 |  | -0.64677 | -0.064677 | -1583.279
Operating 132kV | -0.046445 |  | -0.46445 | -0.046445 | -1136.9544
Operating 132kV/EHV | -0.018371 |  | -0.18371 | -0.018371 | -449.7284
Operating EHV | -0.046389 |  | -0.46389 | -0.046389 | -1135.5947
Operating EHV/HV | -0.029262 |  | -0.29262 | -0.029262 | -716.337
Operating 132kV/HV | 0 |  | 0 | 0 | 0
Operating HV | 0 |  | 0 | 0 | 0
Operating HV/LV | 0 |  | 0 | 0 | 0
Operating LV circuits | 0 |  | 0 | 0 | 0
Operating LV customer |  | 0 | 0 | 0 | 0
Operating HV customer |  | 6.2083 | 0.0092568 | 0.00092568 | 22.6604
Adder | 0 |  | 0 | 0 | 0
Rounding | -0.00045013 | 0.0016631 | -0.0044988 | -0.00044988 | -11.0131
Total | -0.535 | 6.21 | -5.3407 | -0.53407 | -13074.0454
HV Generation Non-Intermittent
| Rate 1 units (MWh) | Rate 2 units (MWh) | Rate 3 units (MWh) | MPANs | Reactive power units (MVArh) | MWh/year | MWh/MPAN/year
HV Generation Non-Intermittent | 38394.809 | 114957.3265 | 238016.9817 | 106 | 17380.3943 | 391369.1172 | 3692.1615
| Unit rate 1 p/kWh | Unit rate 2 p/kWh | Unit rate 3 p/kWh | Fixed charge p/MPAN/day | Reactive power charge p/kVArh | Average unit rate (p/kWh) | Revenue (£/year) | Average p/kWh | Average £/MPAN/year
Assets 132kV | -0.93391 | -0.10409 | -0.016751 |  | 0.020737 | -0.13146 | -514501.2869 | -0.13146 | -4853.7857
Assets 132kV/EHV | -0.36941 | -0.041174 | -0.006626 |  | 0.0079998 | -0.052009 | -203549.0134 | -0.052009 | -1920.2737
Assets EHV | -0.79445 | -0.14499 | -0.017525 |  | 0.0202 | -0.13029 | -509904.152 | -0.13029 | -4810.4165
Assets EHV/HV | -0.21549 | -0.039327 | -0.0047536 |  | 0.0044602 | -0.035385 | -138486.2891 | -0.035385 | -1306.4744
Assets 132kV/HV | 0 | 0 | 0 |  | 0 | 0 | 0 | 0 | 0
Assets HV | 0 | 0 | 0 |  | 0.0016948 | 7.5264e-05 | 294.5619 | 7.5264e-05 | 2.7789
Assets HV/LV | 0 | 0 | 0 |  | 0 | 0 | 0 | 0 | 0
Assets LV circuits | 0 | 0 | 0 |  | 0 | 0 | 0 | 0 | 0
Assets LV customer |  |  |  | 0 |  | 0 | 0 | 0 | 0
Assets HV customer |  |  |  | 0 |  | 0 | 0 | 0 | 0
Transmission exit | -0.63717 | -0.023619 | -0.0018221 |  | 0.010852 | -0.070073 | -274242.3357 | -0.070073 | -2587.1918
Operating 132kV | -0.35096 | -0.039117 | -0.0062949 |  | 0.0077928 | -0.049402 | -193344.9014 | -0.049402 | -1824.0085
Operating 132kV/EHV | -0.13882 | -0.015473 | -0.00249 |  | 0.0030062 | -0.019545 | -76491.8668 | -0.019545 | -721.6214
Operating EHV | -0.29855 | -0.054485 | -0.0065858 |  | 0.007591 | -0.048961 | -191617.34 | -0.048961 | -1807.7108
Operating EHV/HV | -0.18832 | -0.03437 | -0.0041543 |  | 0.0038979 | -0.030924 | -121027.6445 | -0.030924 | -1141.7702
Operating 132kV/HV | 0 | 0 | 0 |  | 0 | 0 | 0 | 0 | 0
Operating HV | 0 | 0 | 0 |  | 0.0070765 | 0.00031426 | 1229.9298 | 0.00031426 | 11.6031
Operating HV/LV | 0 | 0 | 0 |  | 0 | 0 | 0 | 0 | 0
Operating LV circuits | 0 | 0 | 0 |  | 0 | 0 | 0 | 0 | 0
Operating LV customer |  |  |  | 0 |  | 0 | 0 | 0 | 0
Operating HV customer |  |  |  | 6.2083 |  | 0 | 2402.0055 | 0.00061374 | 22.6604
Adder | 0 | 0 | 0 |  |  | 0 | 0 | 0 | 0
Rounding | 8.0744e-05 | -0.00035332 | 2.9333e-06 | 0.0016631 | -0.00030806 | -0.00010776 | -421.085 | -0.00010759 | -3.9725
Total | -3.927 | -0.497 | -0.067 | 6.21 | 0.095 | -0.56777 | -2219659.4177 | -0.56715 | -20940.1832
HV Generation Non-Intermittent no RP charge
| Rate 1 units (MWh) | Rate 2 units (MWh) | Rate 3 units (MWh) | MPANs | MWh/year | MWh/MPAN/year
HV Generation Non-Intermittent no RP charge | 1 | 0 | 0 | 0.0027608 | 1 | 362.2152
| Unit rate 1 p/kWh | Unit rate 2 p/kWh | Unit rate 3 p/kWh | Fixed charge p/MPAN/day | Average unit rate (p/kWh) | Revenue (£/year) | Average p/kWh | Average £/MPAN/year
Assets 132kV | -0.93391 | -0.10409 | -0.016751 |  | -0.93391 | -9.3391 | -0.93391 | -3382.7659
Assets 132kV/EHV | -0.36941 | -0.041174 | -0.006626 |  | -0.36941 | -3.6941 | -0.36941 | -1338.0713
Assets EHV | -0.79445 | -0.14499 | -0.017525 |  | -0.79445 | -7.9445 | -0.79445 | -2877.6175
Assets EHV/HV | -0.21549 | -0.039327 | -0.0047536 |  | -0.21549 | -2.1549 | -0.21549 | -780.5407
Assets 132kV/HV | 0 | 0 | 0 |  | 0 | 0 | 0 | 0
Assets HV | 0 | 0 | 0 |  | 0 | 0 | 0 | 0
Assets HV/LV | 0 | 0 | 0 |  | 0 | 0 | 0 | 0
Assets LV circuits | 0 | 0 | 0 |  | 0 | 0 | 0 | 0
Assets LV customer |  |  |  | 0 | 0 | 0 | 0 | 0
Assets HV customer |  |  |  | 0 | 0 | 0 | 0 | 0
Transmission exit | -0.63717 | -0.023619 | -0.0018221 |  | -0.63717 | -6.3717 | -0.63717 | -2307.9174
Operating 132kV | -0.35096 | -0.039117 | -0.0062949 |  | -0.35096 | -3.5096 | -0.35096 | -1271.2126
Operating 132kV/EHV | -0.13882 | -0.015473 | -0.00249 |  | -0.13882 | -1.3882 | -0.13882 | -502.835
Operating EHV | -0.29855 | -0.054485 | -0.0065858 |  | -0.29855 | -2.9855 | -0.29855 | -1081.3825
Operating EHV/HV | -0.18832 | -0.03437 | -0.0041543 |  | -0.18832 | -1.8832 | -0.18832 | -682.1397
Operating 132kV/HV | 0 | 0 | 0 |  | 0 | 0 | 0 | 0
Operating HV | 0 | 0 | 0 |  | 0 | 0 | 0 | 0
Operating HV/LV | 0 | 0 | 0 |  | 0 | 0 | 0 | 0
Operating LV circuits | 0 | 0 | 0 |  | 0 | 0 | 0 | 0
Operating LV customer |  |  |  | 0 | 0 | 0 | 0 | 0
Operating HV customer |  |  |  | 6.2083 | 0 | 0.062561 | 0.0062561 | 22.6604
Adder | 0 | 0 | 0 |  | 0 | 0 | 0 | 0
Rounding | 8.0744e-05 | -0.00035332 | 2.9333e-06 | 0.0016631 | 8.0744e-05 | 0.0008242 | 8.242e-05 | 0.29854
Total | -3.927 | -0.497 | -0.067 | 6.21 | -3.927 | -39.2074 | -3.9207 | -14201.5236

## M-Rev
Revenue matrix for Electricity North West Limited in 2018/19 (Version 1)
This sheet is for information only. It can be deleted without affecting any calculations elsewhere in the model.
3901. Revenue matrix by tariff
Revenue matrix by tariff, charging element and network level
| Assets 132kV | Assets 132kV/EHV | Assets EHV | Assets EHV/HV | Assets 132kV/HV | Assets HV | Assets HV/LV | Assets LV circuits | Assets LV customer | Assets HV customer | Transmission exit | Operating 132kV | Operating 132kV/EHV | Operating EHV | Operating EHV/HV | Operating 132kV/HV | Operating HV | Operating HV/LV | Operating LV circuits | Operating LV customer | Operating HV customer | Adder | Rounding | Total net revenue by tariff (£/year)
Domestic Unrestricted | 15350468.0683 | 6071960.2604 | 15003955.3077 | 9464545.9756 | 0 | 12027890.2009 | 10920366.9093 | 251354.7087 | 0 | 0 | 8487838.6697 | 5768566.2041 | 2281787.4083 | 5638349.862 | 3556690.2461 | 0 | 6457102.3977 | 5862535.0063 | 3148560.4026 | 20805051.1088 | 0 | 30737759.9603 | -39235.436 | 161795547.2609
Domestic Two Rate | 1472712.295 | 582539.2744 | 1445171.0986 | 911618.8382 | 0 | 1158518.4666 | 1051842.5522 | 22533.2256 | 0 | 0 | 763254.0521 | 553431.8781 | 218912.958 | 543082.1472 | 342578.0632 | 0 | 621943.8524 | 564675.5127 | 282259.37 | 1865112.8986 | 0 | 4497411.1781 | -4891.445 | 16892706.2159
Domestic Off Peak (related MPAN) | 5558.3529 | 2198.6364 | 6252.673 | 3944.2074 | 0 | 5012.4426 | 4550.8989 | 0 |  |  | 1373.9941 | 2088.7784 | 826.2276 | 2349.6976 | 1482.1972 | 0 | 2690.9004 | 2443.1234 | 0 |  |  | 85628.3449 | -9.527 | 126390.9478
Small Non Domestic Unrestricted | 3205172.383 | 1267823.1863 | 3272029.2981 | 2064007.1961 | 0 | 2623015.6198 | 2381489.3966 | 15058.0447 | 0 | 0 | 1665922.2053 | 1204474.613 | 476436.4156 | 1229598.8333 | 775635.1209 | 0 | 1408150.5705 | 1278488.6324 | 188622.5384 | 1246379.6306 | 0 | 7213860.2582 | 1948.8518 | 31518112.7946
Small Non Domestic Two Rate | 1276105.3772 | 504770.3499 | 1291987.0952 | 814989.8484 | 0 | 1035718.8224 | 940350.2498 | 4254.7914 | 0 | 0 | 658302.8923 | 479548.7876 | 189688.1039 | 485516.9927 | 306265.7683 | 0 | 556019.5828 | 504821.5232 | 53297.0626 | 352176.2231 | 0 | 3629596.8582 | 1285.4444 | 13084695.7733
Small Non Domestic Off Peak (related MPAN) | 4757.1163 | 1881.703 | 5304.8697 | 3346.3298 | 0 | 4252.638 | 3861.0568 | 0 |  |  | 842.274 | 1787.681 | 707.1268 | 1993.5218 | 1257.5203 | 0 | 2283.0038 | 2072.7857 | 0 |  |  | 95988.1571 | 43.2567 | 130379.0407
LV Medium Non-Domestic | 35535.5697 | 14056.2858 | 35780.4652 | 22570.439 | 0 | 28683.337 | 26042.1869 | 427.9951 | 0 | 0 | 18758.6763 | 13353.9437 | 5282.2243 | 13445.9732 | 8481.7656 | 0 | 15398.4815 | 13980.5955 | 5361.2224 | 15422.0871 | 0 | 92674.1655 | -26.5308 | 365228.8831
LV Sub Medium Non-Domestic | 4418.9066 | 1747.9223 | 4453.7243 | 2809.4244 | 0 | 3570.319 | 133.3278 | 0 | 0 | 0 | 2327.1916 | 1660.5849 | 656.8533 | 1673.6691 | 1055.7561 | 0 | 1916.7049 | 1670.1121 | 0 | 5196.3791 | 0 | 11979.7368 | -0.61947 | 45269.993
HV Medium Non-Domestic | 4979.2586 | 1969.5726 | 5128.5578 | 1491.7189 | 0 | 506.434 | 0 | 0 | 0 | 0 | 2602.2147 | 1871.1601 | 740.1474 | 1927.2653 | 1303.6613 | 0 | 2114.5921 | 0 | 0 | 0 | 7583.3164 | 13908.4763 | 0.74144 | 46127.1171
LV Network Domestic | 2.2403 | 0.88618 | 2.2558 | 1.423 | 0 | 1.8083 | 1.6418 | 0.040259 | 0 | 0 | 1.1795 | 0.8419 | 0.33302 | 0.8477 | 0.53473 | 0 | 0.9708 | 0.88141 | 0.5043 | 3.3323 | 0 | 4.9253 | -0.0018473 | 24.6448
LV Network Non-Domestic Non-CT | 433789.3199 | 171587.7001 | 436771.6601 | 275517.0468 | 0 | 350137.1113 | 317896.627 | 560.0808 | 0 | 0 | 228555.2085 | 163014.0787 | 64481.0962 | 164134.815 | 103536.7989 | 0 | 187969.0572 | 170660.942 | 7015.7757 | 46358.8285 | 0 | 1055179.6899 | 68.083 | 4177233.9198
LV HH Metered | 5817202.7235 | 2300161.7289 | 5853935.3127 | 3682588.769 | 0 | 5929536.001 | 9921579.4292 | 234036.981 | 0 | 0 | 3073126.9339 | 2186051.8444 | 864379.8452 | 2199855.6171 | 1383883.3462 | 0 | 3178279.0377 | 5303836.1287 | 2220711.4328 | 590803.5208 | 0 | 15220968.6368 | -21055.4456 | 69939881.8434
LV Sub HH Metered | 2385569.6939 | 943318.0112 | 2407373.3302 | 1514994.2205 | 0 | 4410898.796 | 225619.4371 | 0 | 0 | 0 | 1252038.5177 | 896475.3812 | 354490.324 | 904668.9893 | 569321.041 | 0 | 2357959.6939 | 2140839.7137 | 0 | 327174.2389 | 0 | 6780815.0385 | 7831.6874 | 27479388.1145
HV HH Metered | 7293485.3645 | 2884030.5702 | 9069846.4116 | 4424967.5809 | 0 | 1631245.1424 | 0 | 0 | 0 | 0 | 3841681.364 | 2740825.4261 | 1083792.4423 | 3408365.7419 | 3817025.3937 | 0 | 6191371.5026 | 0 | 0 | 0 | 739165.3735 | 24437232.6689 | -32206.7151 | 71530828.2675
NHH UMS category A | 34365.5593 | 13593.4819 | 34386.5417 | 21691.1473 | 0 | 27565.9011 | 25027.644 | 594.6158 | 0 |  | 17908.3168 | 12914.2644 | 5108.3068 | 12922.1494 | 8151.3358 | 0 | 14798.5925 | 13435.9441 | 7448.3729 | 350724.5896 |  | 107882.172 | 59.574 | 708578.5095
NHH UMS category B | 17294.4019 | 6840.8937 | 15468.2452 | 9757.4216 | 0 | 12400.0873 | 11258.2922 | 267.4785 | 0 |  | 10939.3609 | 6499.0788 | 2570.7456 | 5812.8258 | 3666.7503 | 0 | 6656.9142 | 6043.9482 | 3350.5335 | 141935.1094 |  | 43658.9516 | -25.9764 | 304395.0625
NHH UMS category C | 984.2809 | 389.3376 | 872.5803 | 550.4266 | 0 | 699.5023 | 635.0924 | 15.0888 | 0 |  | 650.764 | 369.8838 | 146.3095 | 327.9078 | 206.8453 | 0 | 375.5237 | 340.9456 | 189.0072 | 4439.0764 |  | 1365.4509 | 0.49208 | 12558.5151
NHH UMS category D | 1.3919 | 0.55055 | 1.5427 | 0.97313 | 0 | 1.2367 | 1.1228 | 0.026676 | 0 |  | 0.57376 | 0.52304 | 0.20689 | 0.57973 | 0.3657 | 0 | 0.66391 | 0.60278 | 0.33416 | 16.0123 |  | 4.9253 | -0.0019934 | 31.63
LV UMS (Pseudo HH Metered) | 501996.3878 | 198567.3729 | 454109.5513 | 286453.8475 | 0 | 364035.9965 | 330515.7084 | 7852.5108 | 0 |  | 313478.0915 | 188645.6742 | 74619.8117 | 170650.2368 | 107646.7491 | 0 | 195430.5923 | 177435.422 | 98363.4038 | 3986226.3018 |  | 1226155.1207 | 831.9329 | 8683014.7121
LV Generation NHH or Aggregate HH | -915.597 | -362.1693 | -914.5021 | -576.871 | 0 | -733.1087 | -665.6044 | 0 | 0 | 0 | -479.1429 | -344.073 | -136.0999 | -343.6616 | -216.7829 | 0 | -393.5651 | -357.3258 | 0 | 0 | 0 | 0 | -0.57062 | -6439.0744
LV Sub Generation NHH | -1.252 | -0.49523 | -1.2505 | -0.78881 | 0 | -1.0025 | 0 | 0 | 0 | 0 | -0.65518 | -0.47048 | -0.1861 | -0.46992 | -0.29643 | 0 | -0.53816 | 0 | 0 | 0 | 0 | 0 | -0.0047624 | -7.41
LV Generation Intermittent | -41719.6289 | -16507.9534 | -41683.6984 | -26358.8088 | 0 | -33497.7355 | -30413.2775 | 7.7501 | 0 | 0 | -21832.3813 | -15677.8569 | -6203.5387 | -15664.3545 | -9905.4005 | 0 | -17983.0631 | -16327.1899 | 97.0806 | 0 | 0 | 0 | -30.1492 | -293700.2058
LV Generation Intermittent no RP charge | -1.311 | -0.51858 | -1.3095 | -0.82601 | 0 | -1.0497 | -0.95307 | 0 | 0 | 0 | -0.68608 | -0.49267 | -0.19488 | -0.49208 | -0.31041 | 0 | -0.56354 | -0.51165 | 0 | 0 | 0 | 0 | -0.00081707 | -9.22
LV Generation Non-Intermittent | -7075.3845 | -2799.3618 | -7100.5686 | -4486.7184 | 0 | -5701.8854 | -5176.8581 | 0.91859 | 0 | 0 | -3667.2385 | -2658.8651 | -1051.9747 | -2668.3291 | -1686.0679 | 0 | -3061.0238 | -2779.1659 | 11.5066 | 0 | 0 | 0 | 8.3378 | -49892.6788
LV Generation Non-Intermittent no RP charge | -14.9402 | -5.9097 | -14.9854 | -9.4529 | 0 | -12.013 | -10.9069 | 0 | 0 | 0 | -7.7467 | -5.6144 | -2.2208 | -5.6314 | -3.5523 | 0 | -6.4491 | -5.8553 | 0 | 0 | 0 | 0 | 0.01846 | -105.2597
LV Sub Generation Intermittent | -3306.4826 | -1308.2587 | -3303.4417 | -2088.0476 | 0 | -2653.5671 | 0.91456 | 0 | 0 | 0 | -1730.3219 | -1242.5461 | -491.6317 | -1241.4033 | -784.6693 | 0 | -1424.5519 | 11.4561 | 0 | 0 | 0 | 0 | -13.0716 | -19575.6229
LV Sub Generation Intermittent no RP charge | -1.252 | -0.49523 | -1.2505 | -0.78881 | 0 | -1.0025 | 0 | 0 | 0 | 0 | -0.65518 | -0.47048 | -0.1861 | -0.46992 | -0.29643 | 0 | -0.53816 | 0 | 0 | 0 | 0 | 0 | -0.0047624 | -7.41
LV Sub Generation Non-Intermittent | -1842.6785 | -729.5326 | -1814.0741 | -1151.9312 | 0 | -1463.9162 | 1.6465 | 0 | 0 | 0 | -982.3532 | -692.4618 | -274.1517 | -681.7125 | -432.8853 | 0 | -785.8948 | 20.6248 | 0 | 0 | 0 | 0 | 0.17131 | -10829.1493
LV Sub Generation Non-Intermittent no RP charge | -13.6039 | -5.3811 | -13.3878 | -8.4451 | 0 | -10.7323 | 0 | 0 | 0 | 0 | -7.2478 | -5.1122 | -2.0222 | -5.031 | -3.1736 | 0 | -5.7616 | 0 | 0 | 0 | 0 | 0 | 0.0057563 | -79.8927
HV Generation Intermittent | -578968.0118 | -229044.5285 | -578352.9198 | -157029.3767 | 0 | 255.7588 | 0 | 0 | 0 | 0 | -302980.8931 | -217570.91 | -86072.8494 | -217339.764 | -137233.0482 | 0 | 1067.9093 | 0 | 0 | 0 | 4359.8046 | 0 | -2165.3769 | -2501074.2054
HV Generation Intermittent no RP charge | -1.2359 | -0.48887 | -1.2344 | -0.33484 | 0 | 0 | 0 | 0 | 0 | 0 | -0.64677 | -0.46445 | -0.18371 | -0.46389 | -0.29262 | 0 | 0 | 0 | 0 | 0 | 0.0092568 | 0 | -0.0044988 | -5.3407
HV Generation Non-Intermittent | -514501.2869 | -203549.0134 | -509904.152 | -138486.2891 | 0 | 294.5619 | 0 | 0 | 0 | 0 | -274242.3357 | -193344.9014 | -76491.8668 | -191617.34 | -121027.6445 | 0 | 1229.9298 | 0 | 0 | 0 | 2402.0055 | 0 | -421.085 | -2219659.4177
HV Generation Non-Intermittent no RP charge | -9.3391 | -3.6941 | -7.9445 | -2.1549 | 0 | 0 | 0 | 0 | 0 | 0 | -6.3717 | -3.5096 | -1.3882 | -2.9855 | -1.8832 | 0 | 0 | 0 | 0 | 0 | 0.062561 | 0 | 0.0008242 | -39.2074
3902. Revenues by charging element and network level
Total net revenue by charging element and network level (£/year)
| Assets 132kV | Assets 132kV/EHV | Assets EHV | Assets EHV/HV | Assets 132kV/HV | Assets HV | Assets HV/LV | Assets LV circuits | Assets LV customer | Assets HV customer | Transmission exit | Operating 132kV | Operating 132kV/EHV | Operating EHV | Operating EHV/HV | Operating 132kV/HV | Operating HV | Operating HV/LV | Operating LV circuits | Operating LV customer | Operating HV customer | Adder | Rounding | Total net revenue (£/year)
Revenues by charging element and network level | 36696026.6872 | 14513119.9238 | 38199715.8019 | 23175646.0002 | 0 | 29570164.1711 | 26124906.5344 | 536964.2567 | 0 | 0 | 19733663.8049 | 13790032.8791 | 5453898.3916 | 14355105.5641 | 10716892.9561 | 0 | 21179098.5247 | 16023843.8521 | 6015288.5473 | 29737019.3372 | 753510.5719 | 95252074.7156 | -88003.3693 | 401738969.1505

## CData
Additional calculations for tariff comparisons for Electricity North West Limited in 2018/19 (Version 1)
This sheet is for information only. It can be deleted without affecting any calculations elsewhere in the model.
4001. Revenues under current tariffs (£)
Data sources:
x1 = 1201. Current revenues if known (£) (in Current tariff information)
x2 = 1010. Days in the charging year (in Financial and general assumptions)
x3 = 1201. Current Fixed charge p/MPAN/day (in Current tariff information)
x4 = 1053. MPANs by tariff (in Volume forecasts for the charging year)
x5 = 1201. Current Capacity charge p/kVA/day (in Current tariff information)
x6 = 1053. Import capacity (kVA) by tariff (in Volume forecasts for the charging year)
x7 = 1201. Current Exceeded capacity charge p/kVA/day (in Current tariff information)
x8 = 1053. Exceeded capacity (kVA) by tariff (in Volume forecasts for the charging year)
x9 = 1201. Current Unit rate 1 p/kWh (in Current tariff information)
x10 = 1053. Rate 1 units (MWh) by tariff (in Volume forecasts for the charging year)
x11 = 1201. Current Unit rate 2 p/kWh (in Current tariff information)
x12 = 1053. Rate 2 units (MWh) by tariff (in Volume forecasts for the charging year)
x13 = 1201. Current Unit rate 3 p/kWh (in Current tariff information)
x14 = 1053. Rate 3 units (MWh) by tariff (in Volume forecasts for the charging year)
x15 = 1201. Current Reactive power charge p/kVArh (in Current tariff information)
x16 = 1053. Reactive power units (MVArh) by tariff (in Volume forecasts for the charging year)
Calculation =IF(x1,x1,0.01*x2*(x3*x4+x5*x6+x7*x8)+10*(x9*x10+x11*x12+x13*x14+x15*x16))
Revenues under current tariffs (£)
Domestic Unrestricted | 157068149.6066
Domestic Two Rate | 14745609.9142
Domestic Off Peak (related MPAN) | 43289.3342
Small Non Domestic Unrestricted | 31867274.7007
Small Non Domestic Two Rate | 12237753.0379
Small Non Domestic Off Peak (related MPAN) | 35079.5625
LV Medium Non-Domestic | 261106.421
LV Sub Medium Non-Domestic | 33620.6722
HV Medium Non-Domestic | 41379.2312
LV Network Domestic | 23.5352
LV Network Non-Domestic Non-CT | 4173350.1609
LV HH Metered | 63690523.977
LV Sub HH Metered | 24193352.6273
HV HH Metered | 60152667.5063
NHH UMS category A | 624469.0357
NHH UMS category B | 280126.8788
NHH UMS category C | 12896.7356
NHH UMS category D | 26.7
LV UMS (Pseudo HH Metered) | 8141168.5943
4002. All-the-way volumes
Data sources:
x1 = 1053. Rate 1 units (MWh) by tariff (in Volume forecasts for the charging year)
x2 = 1053. Rate 2 units (MWh) by tariff (in Volume forecasts for the charging year)
x3 = 1053. Rate 3 units (MWh) by tariff (in Volume forecasts for the charging year)
x4 = 1053. MPANs by tariff (in Volume forecasts for the charging year)
x5 = 1053. Import capacity (kVA) by tariff (in Volume forecasts for the charging year)
x6 = 1053. Exceeded capacity (kVA) by tariff (in Volume forecasts for the charging year)
x7 = 1053. Reactive power units (MVArh) by tariff (in Volume forecasts for the charging year)
x8 = 3802. All units (MWh) (in Revenue summary)
Kind: | Copy cells | Copy cells | Copy cells | Copy cells | Copy cells | Copy cells | Copy cells | Copy cells
Formula: | = x1 | = x2 | = x3 | = x4 | = x5 | = x6 | = x7 | = x8
| Rate 1 units (MWh) | Rate 2 units (MWh) | Rate 3 units (MWh) | MPANs | Import capacity (kVA) | Exceeded capacity (kVA) | Reactive power units (MVArh) | All units (MWh)
Domestic Unrestricted | 6144092.5518 | 0 | 0 | 2018949.7178 | 0 | 0 | 0 | 6144092.5518
Domestic Two Rate | 453826.8085 | 453876.2263 | 0 | 182790 | 0 | 0 | 0 | 907703.0348
Domestic Off Peak (related MPAN) | 17385.2748 | 0 | 0 | 5453 | 0 | 0 | 0 | 17385.2748
Small Non Domestic Unrestricted | 1458594.2646 | 0 | 0 | 122302.1151 | 0 | 0 | 0 | 1458594.2646
Small Non Domestic Two Rate | 537495.3073 | 199132.1566 | 0 | 34717.8877 | 0 | 0 | 0 | 736627.464
Small Non Domestic Off Peak (related MPAN) | 19488.6458 | 0 | 0 | 3846 | 0 | 0 | 0 | 19488.6458
LV Medium Non-Domestic | 13730.0773 | 3581.436 | 0 | 368.4411 | 0 | 0 | 0 | 17311.5133
LV Sub Medium Non-Domestic | 1937.0701 | 495.1971 | 0 | 33.9534 | 0 | 0 | 0 | 2432.2672
HV Medium Non-Domestic | 2190.1866 | 633.676 | 0 | 22.5342 | 0 | 0 | 0 | 2823.8626
LV Network Domestic | 0.10556 | 0.37475 | 0.51969 | 0.3286 | 0 | 0 | 0 | 1
LV Network Non-Domestic Non-CT | 22613.6999 | 80284.7877 | 111336.5171 | 4571.4466 | 0 | 0 | 0 | 214235.0047
LV HH Metered | 333596.9092 | 1186283.3151 | 1528388.5791 | 12276.4767 | 1640110.5097 | 16401.1051 | 280297.9679 | 3048268.8034
LV Sub HH Metered | 144551.1962 | 526970.3429 | 703728.8507 | 2133.7616 | 700263.4223 | 7002.6342 | 109882.1541 | 1375250.3898
HV HH Metered | 495821.7574 | 1687087.7106 | 2760950.717 | 2188.5562 | 1850641.5751 | 18506.4158 | 395658.4245 | 4943860.1849
NHH UMS category A | 21903.5088 | 0 | 0 | 210.5342 | 0 | 0 | 0 | 21903.5088
NHH UMS category B | 8688.799 | 0 | 0 | 316 | 0 | 0 | 0 | 8688.799
NHH UMS category C | 277.2299 | 0 | 0 | 8 | 0 | 0 | 0 | 277.2299
NHH UMS category D | 1 | 0 | 0 | 0.028857 | 0 | 0 | 0 | 1
LV UMS (Pseudo HH Metered) | 12533.4419 | 31367.0165 | 205047.9913 | 25 | 0 | 0 | 0 | 248948.4497
LV Generation NHH or Aggregate HH | 698.3812 | 0 | 0 | 55 | 0 | 0 | 0 | 698.3812
LV Sub Generation NHH | 1 | 0 | 0 | 0.078754 | 0 | 0 | 0 | 1
LV Generation Intermittent | 32253.2079 | 0 | 0 | 272.863 | 0 | 0 | 2569.4905 | 32253.2079
LV Generation Intermittent no RP charge | 1 | 0 | 0 | 0.00846 | 0 | 0 | 0 | 1
LV Generation Non-Intermittent | 476.7414 | 1609.0848 | 3505.8482 | 18 | 0 | 0 | 303.7751 | 5591.6744
LV Generation Non-Intermittent no RP charge | 1 | 3.3752 | 7.3538 | 0.037756 | 0 | 0 | 0 | 11.7289
LV Sub Generation Intermittent | 2670.527 | 0 | 0 | 45.4658 | 0 | 0 | 176.0182 | 2670.527
LV Sub Generation Intermittent no RP charge | 1 | 0 | 0 | 0.017025 | 0 | 0 | 0 | 1
LV Sub Generation Non-Intermittent | 140.3455 | 385.918 | 1028.7524 | 11 | 0 | 0 | 316.8913 | 1555.0158
LV Sub Generation Non-Intermittent no RP charge | 1 | 2.7498 | 7.3301 | 0.078378 | 0 | 0 | 0 | 11.0799
HV Generation Intermittent | 470985.3243 | 0 | 0 | 192.3973 | 0 | 0 | 15090.8497 | 470985.3243
HV Generation Intermittent no RP charge | 1 | 0 | 0 | 0.0004085 | 0 | 0 | 0 | 1
HV Generation Non-Intermittent | 38394.809 | 114957.3265 | 238016.9817 | 106 | 0 | 0 | 17380.3943 | 391369.1172
HV Generation Non-Intermittent no RP charge | 1 | 0 | 0 | 0.0027608 | 0 | 0 | 0 | 1
4003. Normalised to
Normalised to
Domestic Unrestricted | = x1: MPAN
Domestic Two Rate | = x1: MPAN
Domestic Off Peak (related MPAN) | = x1: MPAN
Small Non Domestic Unrestricted | = x1: MPAN
Small Non Domestic Two Rate | = x1: MPAN
Small Non Domestic Off Peak (related MPAN) | = x1: MPAN
LV Medium Non-Domestic | = x1: MPAN
LV Sub Medium Non-Domestic | = x1: MPAN
HV Medium Non-Domestic | = x1: MPAN
LV Network Domestic | = x1: MPAN
LV Network Non-Domestic Non-CT | = x1: MPAN
LV HH Metered | = x1: kVA
LV Sub HH Metered | = x1: kVA
HV HH Metered | = x1: kVA
NHH UMS category A | = x1: MWh
NHH UMS category B | = x1: MWh
NHH UMS category C | = x1: MWh
NHH UMS category D | = x1: MWh
LV UMS (Pseudo HH Metered) | = x1: MWh
LV Generation NHH or Aggregate HH | = x1: MWh
LV Sub Generation NHH | = x1: MWh
LV Generation Intermittent | = x1: MWh
LV Generation Intermittent no RP charge | = x1: MWh
LV Generation Non-Intermittent | = x1: MWh
LV Generation Non-Intermittent no RP charge | = x1: MWh
LV Sub Generation Intermittent | = x1: MWh
LV Sub Generation Intermittent no RP charge | = x1: MWh
LV Sub Generation Non-Intermittent | = x1: MWh
LV Sub Generation Non-Intermittent no RP charge | = x1: MWh
HV Generation Intermittent | = x1: MWh
HV Generation Intermittent no RP charge | = x1: MWh
HV Generation Non-Intermittent | = x1: MWh
HV Generation Non-Intermittent no RP charge | = x1: MWh
4004. Normalised volumes for comparisons
Data sources:
x1 = 4002. Rate 1 units (MWh) by tariff (in Volume forecasts for the charging year) (in All-the-way volumes)
x2 = 4003. Normalised to
x3 = 4002. Import capacity (kVA) by tariff (in Volume forecasts for the charging year) (in All-the-way volumes)
x4 = 4002. MPANs by tariff (in Volume forecasts for the charging year) (in All-the-way volumes)
x5 = 4002. All units (MWh) (in Revenue summary) (in All-the-way volumes)
x6 = 4002. Rate 2 units (MWh) by tariff (in Volume forecasts for the charging year) (in All-the-way volumes)
x7 = 4002. Rate 3 units (MWh) by tariff (in Volume forecasts for the charging year) (in All-the-way volumes)
x8 = 4002. Exceeded capacity (kVA) by tariff (in Volume forecasts for the charging year) (in All-the-way volumes)
x9 = 4002. Reactive power units (MVArh) by tariff (in Volume forecasts for the charging year) (in All-the-way volumes)
x10 = 1010. Days in the charging year (in Financial and general assumptions)
x11 = 3607. Fixed charge p/MPAN/day (in Tariffs)
x12 = Normalised MPANs (in Normalised volumes for comparisons)
x13 = 3607. Capacity charge p/kVA/day (in Tariffs)
x14 = Normalised Import capacity (kVA) (in Normalised volumes for comparisons)
x15 = 3607. Exceeded capacity charge p/kVA/day (in Tariffs)
x16 = Normalised Exceeded capacity (kVA) (in Normalised volumes for comparisons)
x17 = 3607. Unit rate 1 p/kWh (in Tariffs)
x18 = Normalised Rate 1 units (MWh) (in Normalised volumes for comparisons)
x19 = 3607. Unit rate 2 p/kWh (in Tariffs)
x20 = Normalised Rate 2 units (MWh) (in Normalised volumes for comparisons)
x21 = 3607. Unit rate 3 p/kWh (in Tariffs)
x22 = Normalised Rate 3 units (MWh) (in Normalised volumes for comparisons)
x23 = 3607. Reactive power charge p/kVArh (in Tariffs)
x24 = Normalised Reactive power units (MVArh) (in Normalised volumes for comparisons)
Kind: | Calculation | Calculation | Calculation | Calculation | Calculation | Calculation | Calculation | Calculation
Formula: | =x1/IF(x2="kVA",IF(x3,x3,1),IF(x2="MPAN",IF(x4,x4,1),IF(x5,x5,1))) | =x6/IF(x2="kVA",IF(x3,x3,1),IF(x2="MPAN",IF(x4,x4,1),IF(x5,x5,1))) | =x7/IF(x2="kVA",IF(x3,x3,1),IF(x2="MPAN",IF(x4,x4,1),IF(x5,x5,1))) | =x4/IF(x2="kVA",IF(x3,x3,1),IF(x2="MPAN",IF(x4,x4,1),IF(x5,x5,1))) | =x3/IF(x2="kVA",IF(x3,x3,1),IF(x2="MPAN",IF(x4,x4,1),IF(x5,x5,1))) | =x8/IF(x2="kVA",IF(x3,x3,1),IF(x2="MPAN",IF(x4,x4,1),IF(x5,x5,1))) | =x9/IF(x2="kVA",IF(x3,x3,1),IF(x2="MPAN",IF(x4,x4,1),IF(x5,x5,1))) | =0.01*x10*(x11*x12+x13*x14+x15*x16)+10*(x17*x18+x19*x20+x21*x22+x23*x24)
| Normalised Rate 1 units (MWh) | Normalised Rate 2 units (MWh) | Normalised Rate 3 units (MWh) | Normalised MPANs | Normalised Import capacity (kVA) | Normalised Exceeded capacity (kVA) | Normalised Reactive power units (MVArh) | Normalised revenues (£)
Domestic Unrestricted
Domestic Unrestricted | 3.0432 | 0 | 0 | 1 | 0 | 0 | 0 | 78.8923
LDNO LV: Domestic Unrestricted | 3.0432 | 0 | 0 | 1 | 0 | 0 | 0 | 50.7143
LDNO HV: Domestic Unrestricted | 3.0432 | 0 | 0 | 1 | 0 | 0 | 0 | 33.5154
Domestic Two Rate
Domestic Two Rate | 2.4828 | 2.483 | 0 | 1 | 0 | 0 | 0 | 91.7864
LDNO LV: Domestic Two Rate | 2.4828 | 2.483 | 0 | 1 | 0 | 0 | 0 | 59.0115
LDNO HV: Domestic Two Rate | 2.4828 | 2.483 | 0 | 1 | 0 | 0 | 0 | 38.9657
Domestic Off Peak (related MPAN)
Domestic Off Peak (related MPAN) | 3.1882 | 0 | 0 | 1 | 0 | 0 | 0 | 23.1782
LDNO LV: Domestic Off Peak (related MPAN) | 3.1882 | 0 | 0 | 1 | 0 | 0 | 0 | 14.8889
LDNO HV: Domestic Off Peak (related MPAN) | 3.1882 | 0 | 0 | 1 | 0 | 0 | 0 | 9.8515
Small Non Domestic Unrestricted
Small Non Domestic Unrestricted | 11.9262 | 0 | 0 | 1 | 0 | 0 | 0 | 256.6335
LDNO LV: Small Non Domestic Unrestricted | 11.9262 | 0 | 0 | 1 | 0 | 0 | 0 | 165.0173
LDNO HV: Small Non Domestic Unrestricted | 11.9262 | 0 | 0 | 1 | 0 | 0 | 0 | 108.9966
Small Non Domestic Two Rate
Small Non Domestic Two Rate | 15.4818 | 5.7357 | 0 | 1 | 0 | 0 | 0 | 376.7467
LDNO LV: Small Non Domestic Two Rate | 15.4818 | 5.7357 | 0 | 1 | 0 | 0 | 0 | 242.1025
LDNO HV: Small Non Domestic Two Rate | 15.4818 | 5.7357 | 0 | 1 | 0 | 0 | 0 | 160.0526
Small Non Domestic Off Peak (related MPAN)
Small Non Domestic Off Peak (related MPAN) | 5.0673 | 0 | 0 | 1 | 0 | 0 | 0 | 33.8999
LDNO LV: Small Non Domestic Off Peak (related MPAN) | 5.0673 | 0 | 0 | 1 | 0 | 0 | 0 | 21.7892
LDNO HV: Small Non Domestic Off Peak (related MPAN) | 5.0673 | 0 | 0 | 1 | 0 | 0 | 0 | 14.391
LV Medium Non-Domestic
LV Medium Non-Domestic | 37.2653 | 9.7205 | 0 | 1 | 0 | 0 | 0 | 913.3947
LDNO LV: LV Medium Non-Domestic | 37.2653 | 9.7205 | 0 | 1 | 0 | 0 | 0 | 587.224
LDNO HV: LV Medium Non-Domestic | 37.2653 | 9.7205 | 0 | 1 | 0 | 0 | 0 | 388.1082
LV Sub Medium Non-Domestic
LV Sub Medium Non-Domestic | 57.0508 | 14.5846 | 0 | 1 | 0 | 0 | 0 | 1333.2968
HV Medium Non-Domestic
HV Medium Non-Domestic | 97.1937 | 28.1206 | 0 | 1 | 0 | 0 | 0 | 2046.9784
LV Network Domestic
LV Network Domestic | 0.32123 | 1.1404 | 1.5815 | 1 | 0 | 0 | 0 | 74.9994
LDNO LV: LV Network Domestic | 0.32123 | 1.1404 | 1.5815 | 1 | 0 | 0 | 0 | 48.2115
LDNO HV: LV Network Domestic | 0.32123 | 1.1404 | 1.5815 | 1 | 0 | 0 | 0 | 31.8547
LV Network Non-Domestic Non-CT
LV Network Non-Domestic Non-CT | 4.9467 | 17.5622 | 24.3548 | 1 | 0 | 0 | 0 | 913.7663
LDNO LV: LV Network Non-Domestic Non-CT | 4.9467 | 17.5622 | 24.3548 | 1 | 0 | 0 | 0 | 587.1846
LDNO HV: LV Network Non-Domestic Non-CT | 4.9467 | 17.5622 | 24.3548 | 1 | 0 | 0 | 0 | 388.2029
LV HH Metered
LV HH Metered | 0.2034 | 0.72329 | 0.93188 | 0.0074852 | 1 | 0.01 | 0.1709 | 42.0721
LDNO LV: LV HH Metered | 0.2034 | 0.72329 | 0.93188 | 0.0074852 | 1 | 0.01 | 0.1709 | 27.0333
LDNO HV: LV HH Metered | 0.2034 | 0.72329 | 0.93188 | 0.0074852 | 1 | 0.01 | 0.1709 | 17.8854
LV Sub HH Metered
LV Sub HH Metered | 0.20642 | 0.75253 | 1.0049 | 0.0030471 | 1 | 0.01 | 0.15692 | 39.1648
LDNO HV: LV Sub HH Metered | 0.20642 | 0.75253 | 1.0049 | 0.0030471 | 1 | 0.01 | 0.15692 | 26.1969
HV HH Metered
HV HH Metered | 0.26792 | 0.91162 | 1.4919 | 0.0011826 | 1 | 0.01 | 0.2138 | 38.4467
LDNO HV: HV HH Metered | 0.26792 | 0.91162 | 1.4919 | 0.0011826 | 1 | 0.01 | 0.2138 | 30.4494
NHH UMS category A
NHH UMS category A | 1 | 0 | 0 | 0.0096119 | 0 | 0 | 0 | 32.35
LDNO LV: NHH UMS category A | 1 | 0 | 0 | 0.0096119 | 0 | 0 | 0 | 20.79
LDNO HV: NHH UMS category A | 1 | 0 | 0 | 0.0096119 | 0 | 0 | 0 | 13.74
NHH UMS category B
NHH UMS category B | 1 | 0 | 0 | 0.036369 | 0 | 0 | 0 | 34.34
LDNO LV: NHH UMS category B | 1 | 0 | 0 | 0.036369 | 0 | 0 | 0 | 22.07
LDNO HV: NHH UMS category B | 1 | 0 | 0 | 0.036369 | 0 | 0 | 0 | 14.59
NHH UMS category C
NHH UMS category C | 1 | 0 | 0 | 0.028857 | 0 | 0 | 0 | 45.3
LDNO LV: NHH UMS category C | 1 | 0 | 0 | 0.028857 | 0 | 0 | 0 | 29.12
LDNO HV: NHH UMS category C | 1 | 0 | 0 | 0.028857 | 0 | 0 | 0 | 19.24
NHH UMS category D
NHH UMS category D | 1 | 0 | 0 | 0.028857 | 0 | 0 | 0 | 31.63
LDNO LV: NHH UMS category D | 1 | 0 | 0 | 0.028857 | 0 | 0 | 0 | 20.33
LDNO HV: NHH UMS category D | 1 | 0 | 0 | 0.028857 | 0 | 0 | 0 | 13.44
LV UMS (Pseudo HH Metered)
LV UMS (Pseudo HH Metered) | 0.050346 | 0.126 | 0.82366 | 0.00010042 | 0 | 0 | 0 | 34.8788
LDNO LV: LV UMS (Pseudo HH Metered) | 0.050346 | 0.126 | 0.82366 | 0.00010042 | 0 | 0 | 0 | 22.4219
LDNO HV: LV UMS (Pseudo HH Metered) | 0.050346 | 0.126 | 0.82366 | 0.00010042 | 0 | 0 | 0 | 14.8155
LV Generation NHH or Aggregate HH
LV Generation NHH or Aggregate HH | 1 | 0 | 0 | 0.078754 | 0 | 0 | 0 | -9.22
LDNO LV: LV Generation NHH or Aggregate HH | 1 | 0 | 0 | 0.078754 | 0 | 0 | 0 | -9.22
LDNO HV: LV Generation NHH or Aggregate HH | 1 | 0 | 0 | 0.078754 | 0 | 0 | 0 | -9.22
LV Sub Generation NHH
LV Sub Generation NHH | 1 | 0 | 0 | 0.078754 | 0 | 0 | 0 | -7.41
LDNO HV: LV Sub Generation NHH | 1 | 0 | 0 | 0.078754 | 0 | 0 | 0 | -7.41
LV Generation Intermittent
LV Generation Intermittent | 1 | 0 | 0 | 0.00846 | 0 | 0 | 0.079666 | -9.1061
LDNO LV: LV Generation Intermittent | 1 | 0 | 0 | 0.00846 | 0 | 0 | 0.079666 | -9.1061
LDNO HV: LV Generation Intermittent | 1 | 0 | 0 | 0.00846 | 0 | 0 | 0.079666 | -9.1061
LV Generation Intermittent no RP charge
LV Generation Intermittent no RP charge | 1 | 0 | 0 | 0.00846 | 0 | 0 | 0 | -9.22
LV Generation Non-Intermittent
LV Generation Non-Intermittent | 0.085259 | 0.28776 | 0.62698 | 0.0032191 | 0 | 0 | 0.054326 | -8.8967
LDNO LV: LV Generation Non-Intermittent | 0.085259 | 0.28776 | 0.62698 | 0.0032191 | 0 | 0 | 0.054326 | -8.8967
LDNO HV: LV Generation Non-Intermittent | 0.085259 | 0.28776 | 0.62698 | 0.0032191 | 0 | 0 | 0.054326 | -8.8967
LV Generation Non-Intermittent no RP charge
LV Generation Non-Intermittent no RP charge | 0.085259 | 0.28776 | 0.62698 | 0.0032191 | 0 | 0 | 0 | -8.9744
LV Sub Generation Intermittent
LV Sub Generation Intermittent | 1 | 0 | 0 | 0.017025 | 0 | 0 | 0.065911 | -7.3302
LDNO HV: LV Sub Generation Intermittent | 1 | 0 | 0 | 0.017025 | 0 | 0 | 0.065911 | -7.3302
LV Sub Generation Intermittent no RP charge
LV Sub Generation Intermittent no RP charge | 1 | 0 | 0 | 0.017025 | 0 | 0 | 0 | -7.41
LV Sub Generation Non-Intermittent
LV Sub Generation Non-Intermittent | 0.090253 | 0.24818 | 0.66157 | 0.0070739 | 0 | 0 | 0.20379 | -6.964
LDNO HV: LV Sub Generation Non-Intermittent | 0.090253 | 0.24818 | 0.66157 | 0.0070739 | 0 | 0 | 0.20379 | -6.964
LV Sub Generation Non-Intermittent no RP charge
LV Sub Generation Non-Intermittent no RP charge | 0.090253 | 0.24818 | 0.66157 | 0.0070739 | 0 | 0 | 0 | -7.2106
HV Generation Intermittent
HV Generation Intermittent | 1 | 0 | 0 | 0.0004085 | 0 | 0 | 0.032041 | -5.3103
LDNO HV: HV Generation Intermittent | 1 | 0 | 0 | 0.0004085 | 0 | 0 | 0.032041 | -5.3196
HV Generation Intermittent no RP charge
HV Generation Intermittent no RP charge | 1 | 0 | 0 | 0.0004085 | 0 | 0 | 0 | -5.3407
HV Generation Non-Intermittent
HV Generation Non-Intermittent | 0.098104 | 0.29373 | 0.60816 | 0.00027084 | 0 | 0 | 0.044409 | -5.6715
LDNO HV: HV Generation Non-Intermittent | 0.098104 | 0.29373 | 0.60816 | 0.00027084 | 0 | 0 | 0.044409 | -5.6777
HV Generation Non-Intermittent no RP charge
HV Generation Non-Intermittent no RP charge | 1 | 0 | 0 | 0.0027608 | 0 | 0 | 0 | -39.2074
4005. LDNO LV charges (normalised £)
Data sources:
x1 = 4004. Normalised revenues (£) (in Normalised volumes for comparisons)
Copy cells = x1
LDNO LV charges (normalised £)
LDNO LV: Domestic Unrestricted | = x1: 50.7143
LDNO LV: Domestic Two Rate | = x1: 59.0115
LDNO LV: Domestic Off Peak (related MPAN) | = x1: 14.8889
LDNO LV: Small Non Domestic Unrestricted | = x1: 165.0173
LDNO LV: Small Non Domestic Two Rate | = x1: 242.1025
LDNO LV: Small Non Domestic Off Peak (related MPAN) | = x1: 21.7892
LDNO LV: LV Medium Non-Domestic | = x1: 587.224
LDNO LV: LV Network Domestic | = x1: 48.2115
LDNO LV: LV Network Non-Domestic Non-CT | = x1: 587.1846
LDNO LV: LV HH Metered | = x1: 27.0333
N/A | bar: = x1
N/A | bar: = x1
LDNO LV: NHH UMS category A | = x1: 20.79
LDNO LV: NHH UMS category B | = x1: 22.07
LDNO LV: NHH UMS category C | = x1: 29.12
LDNO LV: NHH UMS category D | = x1: 20.33
LDNO LV: LV UMS (Pseudo HH Metered) | = x1: 22.4219
LDNO LV: LV Generation NHH or Aggregate HH | = x1: -9.22
N/A | bar: = x1
LDNO LV: LV Generation Intermittent | = x1: -9.1061
LDNO LV: LV Generation Non-Intermittent | = x1: -8.8967
N/A | bar: = x1
N/A | bar: = x1
N/A | bar: = x1
N/A | bar: = x1
4006. LDNO HV charges (normalised £)
Data sources:
x1 = 4004. Normalised revenues (£) (in Normalised volumes for comparisons)
Copy cells = x1
LDNO HV charges (normalised £)
LDNO HV: Domestic Unrestricted | = x1: 33.5154
LDNO HV: Domestic Two Rate | = x1: 38.9657
LDNO HV: Domestic Off Peak (related MPAN) | = x1: 9.8515
LDNO HV: Small Non Domestic Unrestricted | = x1: 108.9966
LDNO HV: Small Non Domestic Two Rate | = x1: 160.0526
LDNO HV: Small Non Domestic Off Peak (related MPAN) | = x1: 14.391
LDNO HV: LV Medium Non-Domestic | = x1: 388.1082
LDNO HV: LV Network Domestic | = x1: 31.8547
LDNO HV: LV Network Non-Domestic Non-CT | = x1: 388.2029
LDNO HV: LV HH Metered | = x1: 17.8854
LDNO HV: LV Sub HH Metered | = x1: 26.1969
LDNO HV: HV HH Metered | = x1: 30.4494
LDNO HV: NHH UMS category A | = x1: 13.74
LDNO HV: NHH UMS category B | = x1: 14.59
LDNO HV: NHH UMS category C | = x1: 19.24
LDNO HV: NHH UMS category D | = x1: 13.44
LDNO HV: LV UMS (Pseudo HH Metered) | = x1: 14.8155
LDNO HV: LV Generation NHH or Aggregate HH | = x1: -9.22
LDNO HV: LV Sub Generation NHH | = x1: -7.41
LDNO HV: LV Generation Intermittent | = x1: -9.1061
LDNO HV: LV Generation Non-Intermittent | = x1: -8.8967
LDNO HV: LV Sub Generation Intermittent | = x1: -7.3302
LDNO HV: LV Sub Generation Non-Intermittent | = x1: -6.964
LDNO HV: HV Generation Intermittent | = x1: -5.3196
LDNO HV: HV Generation Non-Intermittent | = x1: -5.6777

## CTables
Tariff comparisons for Electricity North West Limited in 2018/19 (Version 1)
This sheet is for information only. It can be deleted without affecting any calculations elsewhere in the model.
4101. Comparison with current all-the-way demand tariffs
Data sources:
x1 = 4001. Revenues under current tariffs (£)
x2 = 3802. Net revenues (£) (in Revenue summary)
x3 = 3802. All units (MWh) (in Revenue summary)
x4 = 1053. MPANs by tariff (in Volume forecasts for the charging year)
Kind: | Calculation | Calculation | Copy cells
Formula: | =IF(x1,x2/x1-1,"") | =(x2-x1)/IF(x3,x3,1)/10 | = x4
| Change | Absolute change (average p/kWh) | MPANs
Domestic Unrestricted | 1.408% | 0.035994 | 2018949.7178
Domestic Two Rate | 13.78% | 0.22387 | 182790
Domestic Off Peak (related MPAN) | 192% | 0.478 | 5453
Small Non Domestic Unrestricted | -1.508% | -0.03294 | 122302.1151
Small Non Domestic Two Rate | 6.881% | 0.11432 | 34717.8877
Small Non Domestic Off Peak (related MPAN) | 271.7% | 0.489 | 3846
LV Medium Non-Domestic | 28.89% | 0.4357 | 368.4411
LV Sub Medium Non-Domestic | 34.65% | 0.47895 | 33.9534
HV Medium Non-Domestic | 11.47% | 0.16813 | 22.5342
LV Network Domestic | 4.715% | 0.11096 | 0.3286
LV Network Non-Domestic Non-CT | 0.09306% | 0.0018128 | 4571.4466
LV HH Metered | 8.341% | 0.17427 | 12276.4767
LV Sub HH Metered | 13.36% | 0.23503 | 2133.7616
HV HH Metered | 18.28% | 0.22246 | 2188.5562
NHH UMS category A | 13.47% | 0.384 | 210.5342
NHH UMS category B | 6.514% | 0.21 | 316
NHH UMS category C | -2.623% | -0.122 | 8
NHH UMS category D | 18.46% | 0.493 | 0.028857
LV UMS (Pseudo HH Metered) | 6.656% | 0.21765 | 25
4102. LDNO margins in use of system charges
Data sources:
x1 = 4003. Normalised to
x2 = 4004. Normalised revenues (£) (in Normalised volumes for comparisons)
x3 = 4005. LDNO LV charges (normalised £)
x4 = All-the-way charges (normalised £) (in LDNO margins in use of system charges)
x5 = 4006. LDNO HV charges (normalised £)
Kind: | Copy cells | Copy cells | Calculation | Calculation
Formula: | = x1 | = x2 | =IF(x3,x4-x3,"") | =IF(x5,x4-x5,"")
| Normalised to | All-the-way charges (normalised £) | LDNO LV margin (normalised £) | LDNO HV margin (normalised £)
Domestic Unrestricted | MPAN | 78.8923 | 28.178 | 45.3769
Domestic Two Rate | MPAN | 91.7864 | 32.7749 | 52.8208
Domestic Off Peak (related MPAN) | MPAN | 23.1782 | 8.2893 | 13.3267
Small Non Domestic Unrestricted | MPAN | 256.6335 | 91.6162 | 147.6369
Small Non Domestic Two Rate | MPAN | 376.7467 | 134.6442 | 216.6942
Small Non Domestic Off Peak (related MPAN) | MPAN | 33.8999 | 12.1107 | 19.5089
LV Medium Non-Domestic | MPAN | 913.3947 | 326.1707 | 525.2864
LV Network Domestic | MPAN | 74.9994 | 26.7879 | 43.1447
LV Network Non-Domestic Non-CT | MPAN | 913.7663 | 326.5818 | 525.5634
LV HH Metered | kVA | 42.0721 | 15.0388 | 24.1867
LV Sub HH Metered | kVA | 39.1648 |  | 12.9678
HV HH Metered | kVA | 38.4467 |  | 7.9973
NHH UMS category A | MWh | 32.35 | 11.56 | 18.61
NHH UMS category B | MWh | 34.34 | 12.27 | 19.75
NHH UMS category C | MWh | 45.3 | 16.18 | 26.06
NHH UMS category D | MWh | 31.63 | 11.3 | 18.19
LV UMS (Pseudo HH Metered) | MWh | 34.8788 | 12.4569 | 20.0633
LV Generation NHH or Aggregate HH | MWh | -9.22 | 0 | 0
LV Sub Generation NHH | MWh | -7.41 |  | 0
LV Generation Intermittent | MWh | -9.1061 | 0 | 0
LV Generation Non-Intermittent | MWh | -8.8967 | 0 | 0
LV Sub Generation Intermittent | MWh | -7.3302 |  | 0
LV Sub Generation Non-Intermittent | MWh | -6.964 |  | 0
HV Generation Intermittent | MWh | -5.3103 |  | 0.0092593
HV Generation Non-Intermittent | MWh | -5.6715 |  | 0.0061391