## Introduction
Network Headroom Report 2024 Data Workbook
This workbook is an accompaniment to our 2024 Network Headroom Report. It contains detailed datasets and interactive tools which allow our customers to understand headroom availability by Primary and Bulk Supply point, from a Demand and Generation point of view out to 2051.
The Data contained in this workbook is based on our 2023 DFES data and existing network. Please note the value of headroom is calculated from two reference points, Firm Capacity at sites now, and the anticipated Firm Capacity at sites at the end of RIIO-ED2 (2028) based on changes to firm capacity driven by anticipated investment outcomes. Results should only be used as an indication and will be updated upon the next refresh of the data in two years time.
CONTENTS
Section | Tab | Description
INTERACTIVE DATA TOOLS | Local Authority Look Up | List of all Primaries, BSPs and GSPs with a link to the local authrity in which they are located.
| Demand Headroom Summary Table | Select specific Primary or BSP to return overview of Demand Headroom 2023-2051
| Generation Headroom Summary Table | Select specific Primary or BSP and technology type to return overview of Generation Headroom 2023-2051
GROUP,BSP AND PRIMARY SUBSTATION DATASETS | Primary Headroom | All Primary data showing demand headroom by Scenario
| BSP Headroom | All BSP data showing demand headroom by Scenario
| Gen Primary Headroom | All Primary data showing generation headroom by Scenario
| Gen BSP Headroom | All BSP data showing generation headroom by Scenario
TRANSMISSION HEADROOM | Transmission Headroom | Transmission Headroom with earliest in service dates
Version
1
Published
Mar 2024

## User Guide
Network Headroom Report 2023 Data Workbook - User Guide
This workbook should be used in conjunction with the following documents - Network Development Report, Network Headroom Report and Network Development Methodology
To review demand headroom at any Primary or Bulk Supply Point on the ENWL network, the user can initially identify the location via "Tab 1 Local Authority Look Up" which highlights the local authority in which the specific site resides. Please note some sites cover more than one local authority. Next the user should move to "Tab 2 Demand Headroom Table", and using the drop down menu in cell D4 select the Primary Substation as required. This will then cause the look up to display results from all five scenarios out to 2051.The user should then progress to cell D22 and select the Bulk Supply Point indicated in cell D5 to get a picture and understanding of the BSP headroom availability. Alternatively should the user only be interested in BSP capacity then cell D22 can be used to simply select the required BSP location.
Capacity is quoted as either Firm or Non Firm. Firm capacity is defined at a two transformer site as the Long Term Emergency Rating of the remaining in service transformer for the loss of the other transfomer or the HV transfer capablity of a single transfomer site. Non firm is based on the 3 min Auto Switching rating of the transfomer or the HV transfer capablity of a single transformer site.
A similar process can then be followed using "Tab 3 Generation headroom table". The drop down menu in cell D4 allows the Primary Substation to be selected with the results from all scenarios out to 2051 displayed. Use of Cell D4 allows the selection of the specific technology type to be made, allowing for example either Synchronous or Battery Technology to be selected. The user should then progress to cell D24 and select the Bulk Supply Point indicated in cell D5 to get a picture and understanding of the BSP headroom availability. It is recommended to also match the technology type via cell D25. Alternatively should the user only be interested in BSP capacity then cell D24 can be used to simply select the appropriate BSP location along with the technology type selection in cell D25.
Negative values shown in red cells in the report workbook tabs indicate where there are shortfalls in the capacity of our existing network and show us where future network interventions may be required; this allows users to understand the influence of the various scenarios on available network headroom up to 2051. Negative values also show where interventions may be required to accommodate demand or generation forecast requirements, and these should not be interpreted as a barrier to specific requirements. Review of the Network Development Plan Document will likely show an investment route planned to alleviate any highlighted shortfall.

## 1 - Local Authority Look Up
Primary | Bulk Supply Point | Grid Supply Point | Local Authority | Combined Local Authority
Albion St | Lower Darwen | Penwortham East GSP / Rochdale SGT 1 GROUP | Blackburn with Darwen | Lancashire
Alderley & Chelford | Moss Nook | South Manchester GSP | Cheshire East | Greater Manchester
Alston | Penrith & Shap | Harker ENWL SGTs 1 2 3A 4 / Hutton GSP GROUP | Eden | Cumbria
Ambleside | Kendal (Parkside Rd) | Harker ENWL SGTs 1 2 3A 4 / Hutton GSP GROUP | South Lakeland | Cumbria
Ancoats North T11 & T12 | Red Bank | Whitegate GSP | Manchester | Greater Manchester
Ancoats North T14 | Red Bank | Whitegate GSP | Manchester | Greater Manchester
Annie Pit | Stainburn & Siddick | Harker ENWL SGTs 1 2 3A 4 / Hutton GSP GROUP | Allerdale | Cumbria
Ansdell | Lytham | Penwortham West GSP / Stanah GSP GROUP | Fylde | Lancashire
Ardwick | Stuart St | Stalybridge GSP | Manchester | Greater Manchester
Arnside | Kendal (Parkside Rd) | Harker ENWL SGTs 1 2 3A 4 / Hutton GSP GROUP | Lancaster | Cumbria
Arnside | Kendal (Parkside Rd) | Harker ENWL SGTs 1 2 3A 4 / Hutton GSP GROUP | South Lakeland | Cumbria
Ashton (Golborne) | Golborne | Bold | St. Helens | Merseyside
Ashton (Golborne) | Golborne | Bold | Wigan | Greater Manchester
Ashton (Ribble) | Ribble | Penwortham East GSP / Rochdale SGT 1 GROUP | Fylde | Lancashire
Ashton (Ribble) | Ribble | Penwortham East GSP / Rochdale SGT 1 GROUP | Preston | Lancashire
Ashton On Mersey | Sale | Carrington ENWL SGTs 1B 2B 4 7 | Trafford | Greater Manchester
Ashton Under Lyne T11 & T12 | Hartshead-Heyrod | Stalybridge GSP | Oldham | Greater Manchester
Ashton Under Lyne T11 & T12 | Hartshead-Heyrod | Stalybridge GSP | Tameside | Greater Manchester
Ashton Under Lyne T13 | Hartshead-Heyrod | Stalybridge GSP | Tameside | Greater Manchester
Ashwood Dale | Buxton | Stalybridge GSP | High Peak | Derbyshire
Askam & Dalton | Ulverston | Harker ENWL SGTs 1 2 3A 4 / Hutton GSP GROUP | Barrow-in-Furness | Cumbria
Askam & Dalton | Ulverston | Harker ENWL SGTs 1 2 3A 4 / Hutton GSP GROUP | Copeland | Cumbria
Askam & Dalton | Ulverston | Harker ENWL SGTs 1 2 3A 4 / Hutton GSP GROUP | South Lakeland | Cumbria
Askerton Castle | Spadeadam 11/33kV | Harker ENWL SGTs 1 2 3A 4 / Hutton GSP GROUP | Carlisle | Cumbria
Aspatria | Stainburn & Siddick | Harker ENWL SGTs 1 2 3A 4 / Hutton GSP GROUP | Allerdale | Cumbria
Atherton Town Centre | Atherton | Kearsley 132 GSP | Bolton | Greater Manchester
Atherton Town Centre | Atherton | Kearsley 132 GSP | Wigan | Lancashire
Athletic St | Burnley | Rochdale SGTs 2 3 4 | Burnley | Lancashire
Avenham | Preston East | Penwortham East GSP / Rochdale SGT 1 GROUP | Preston | Lancashire
Baguley | Sale | Carrington ENWL SGTs 1B 2B 4 7 | Manchester | Greater Manchester
Baguley | Sale | Carrington ENWL SGTs 1B 2B 4 7 | Trafford | Greater Manchester
Bamber Bridge | Ribble | Penwortham East GSP / Rochdale SGT 1 GROUP | South Ribble | Lancashire
Barbara St | Bolton | Kearsley 132 GSP | Bolton | Greater Manchester
Barrow | Barrow & Sandgate | Harker ENWL SGTs 1 2 3A 4 / Hutton GSP GROUP | Barrow-in-Furness | Cumbria
Barrow | Barrow & Sandgate | Harker ENWL SGTs 1 2 3A 4 / Hutton GSP GROUP | South Lakeland | Cumbria
Barton Dock Rd | Barton | Carrington ENWL SGTs 1B 2B 4 7 | Trafford | Greater Manchester
Bedford | Atherton | Kearsley 132 GSP | Salford | Greater Manchester
Bedford | Atherton | Kearsley 132 GSP | Warrington | Warrington
Bedford | Atherton | Kearsley 132 GSP | Wigan | Greater Manchester
Belgrave | Greenhill | Whitegate GSP | Oldham | Greater Manchester
Belgrave | Greenhill | Whitegate GSP | Tameside | Greater Manchester
Benchill | West Didsbury | South Manchester GSP | Manchester | Greater Manchester
Bentham | Kendal (Parkside Rd) | Harker ENWL SGTs 1 2 3A 4 / Hutton GSP GROUP | Craven | Cumbria
Bentham | Kendal (Parkside Rd) | Harker ENWL SGTs 1 2 3A 4 / Hutton GSP GROUP | Lancaster | Cumbria
Bispham | Bispham | Penwortham West GSP / Stanah GSP GROUP | Blackpool | Lancashire
Bispham | Bispham | Penwortham West GSP / Stanah GSP GROUP | Wyre | Lancashire
Blackbull | Ribble | Penwortham East GSP / Rochdale SGT 1 GROUP | Preston | Lancashire
Blackbull | Ribble | Penwortham East GSP / Rochdale SGT 1 GROUP | Wyre | Lancashire
Blackburn | Blackburn | Penwortham East GSP / Rochdale SGT 1 GROUP | Blackburn with Darwen | Lancashire
Blackburn | Blackburn | Penwortham East GSP / Rochdale SGT 1 GROUP | Hyndburn | Lancashire
Blackburn Rd Clayton | Huncoat | Padiham GSP | Hyndburn | Lancashire
Blackburn Rd Clayton | Huncoat | Padiham GSP | Ribble Valley | Lancashire
Blackfriars | Frederick Rd | Kearsley 132 GSP | Manchester | Greater Manchester
Blackfriars | Frederick Rd | Kearsley 132 GSP | Salford | Greater Manchester
Blackley | Red Bank | Whitegate GSP | Bury | Greater Manchester
Blackley | Red Bank | Whitegate GSP | Manchester | Greater Manchester
Blackpool | Blackpool | Penwortham West GSP / Stanah GSP GROUP | Blackpool | Lancashire
Bollington |  | Macclesfield 33 GSP | Cheshire East | Cheshire East
Bolton By Bowland | Padiham | Padiham GSP | Ribble Valley | Lancashire
Bolton Le Sands | Lancaster | Heysham GSP | Lancaster | Lancashire
Botany Bay | Leyland | Penwortham West GSP / Stanah GSP GROUP | Chorley | Lancashire
Bow Lane | Leyland | Penwortham West GSP / Stanah GSP GROUP | Chorley | Lancashire
Bow Lane | Leyland | Penwortham West GSP / Stanah GSP GROUP | South Ribble | Lancashire
Bowaters | Barrow & Sandgate | Harker ENWL SGTs 1 2 3A 4 / Hutton GSP GROUP | Barrow-in-Furness | Cumbria
Bowdon | Altrincham | Carrington ENWL SGTs 1B 2B 4 7 | Cheshire East | Cheshire East
Bowdon | Altrincham | Carrington ENWL SGTs 1B 2B 4 7 | Trafford | Greater Manchester
Bradford | Stuart St | Stalybridge GSP | Manchester | Greater Manchester
Bradshawgate | Bolton | Kearsley 132 GSP | Bolton | Greater Manchester
Bramhall | Hazel Grove | Bredbury GSP | Stockport | Greater Manchester
Bridgewater | Bloom St | South Manchester GSP | Manchester | Greater Manchester
Brinksway | Adswood | Bredbury GSP | Stockport | Greater Manchester
Broadheath | Altrincham | Carrington ENWL SGTs 1B 2B 4 7 | Trafford | Greater Manchester
Broadway | Lancaster | Heysham GSP | Lancaster | Lancashire
Buckshaw | Leyland | Penwortham West GSP / Stanah GSP GROUP | Chorley | Lancashire
Buckshaw | Leyland | Penwortham West GSP / Stanah GSP GROUP | South Ribble | Lancashire
Burnley | Burnley | Rochdale SGTs 2 3 4 | Burnley | Lancashire
Burnley | Burnley | Rochdale SGTs 2 3 4 | Pendle | Lancashire
Burnley Centre | Burnley | Rochdale SGTs 2 3 4 | Burnley | Lancashire
Burnley North | Burnley | Rochdale SGTs 2 3 4 | Burnley | Lancashire
Burnley North | Burnley | Rochdale SGTs 2 3 4 | Pendle | Lancashire
Burrow Beck | Lancaster | Heysham GSP | Lancaster | Lancashire
Burrow Beck | Lancaster | Heysham GSP | Wyre | Lancashire
Burscough Bridge | Wrightington | Penwortham West GSP / Stanah GSP GROUP | West Lancashire | Lancashire
Bury Town Centre | Bury | Kearsley 132 GSP | Bury | Greater Manchester
Campbell St |  | Kearsley Local 33 GSP | Bolton | Greater Manchester
Cannon St | Red Bank | Whitegate GSP | Manchester | Greater Manchester
Capontree | Carlisle | Harker ENWL SGTs 1 2 3A 4 / Hutton GSP GROUP | Carlisle | Cumbria
Carleton | Egremont | Harker ENWL SGTs 1 2 3A 4 / Hutton GSP GROUP | Copeland | Cumbria
Carlisle North | Carlisle North | Harker ENWL SGTs 1 2 3A 4 / Hutton GSP GROUP | Carlisle | Cumbria
Carr St |  | Kearsley Local 33 GSP | Salford | Greater Manchester
Castleton | Castleton | Rochdale SGTs 2 3 4 | Rochdale | Greater Manchester
Catterall Waterworks | Ribble | Penwortham East GSP / Rochdale SGT 1 GROUP | Wyre | Lancashire
Cecil St | Blackpool | Penwortham West GSP / Stanah GSP GROUP | Blackpool | Lancashire
Central Manchester | Stuart St | Stalybridge GSP | Manchester | Greater Manchester
Chadderton | Chadderton | Whitegate GSP | Oldham | Greater Manchester
Chamberhall | Bury | Kearsley 132 GSP | Bury | Greater Manchester
Chamberhall | Bury | Kearsley 132 GSP | Rochdale | Greater Manchester
Chamberhall | Bury | Kearsley 132 GSP | Rossendale | Lancashire
Chapel Wharf | Frederick Rd | Kearsley 132 GSP | Manchester | Greater Manchester
Chapel Wharf | Frederick Rd | Kearsley 132 GSP | Salford | Greater Manchester
Chassen Rd | Barton | Carrington ENWL SGTs 1B 2B 4 7 | Trafford | Greater Manchester
Chatsworth St | Barrow & Sandgate | Harker ENWL SGTs 1 2 3A 4 / Hutton GSP GROUP | Barrow-in-Furness | Cumbria
Cheadle Heath | Adswood | Bredbury GSP | Stockport | Greater Manchester
Cheadle Hulme | Adswood | Bredbury GSP | Stockport | Greater Manchester
Cheetham Hill | Agecroft | Kearsley 132 GSP | Bury | Greater Manchester
Cheetham Hill | Agecroft | Kearsley 132 GSP | Manchester | Greater Manchester
Cheetham Hill | Agecroft | Kearsley 132 GSP | Salford | Greater Manchester
Chester Rd T11 & T12 | Stretford | South Manchester GSP | Trafford | Greater Manchester
Chester Rd T13 | Stretford | South Manchester GSP | Trafford | Greater Manchester
Chorley South | Wrightington | Penwortham West GSP / Stanah GSP GROUP | Chorley | Lancashire
Chorlton | West Didsbury | South Manchester GSP | Manchester | Greater Manchester
Chorlton | West Didsbury | South Manchester GSP | Trafford | Greater Manchester
Church | Huncoat | Padiham GSP | Hyndburn | Lancashire
Circle Sq | Longsight | Bredbury GSP | Manchester | Greater Manchester
Clarendon Rd | Blackburn | Penwortham East GSP / Rochdale SGT 1 GROUP | Blackburn with Darwen | Lancashire
Clarendon Rd | Blackburn | Penwortham East GSP / Rochdale SGT 1 GROUP | Hyndburn | Lancashire
Clarendon Rd | Blackburn | Penwortham East GSP / Rochdale SGT 1 GROUP | Ribble Valley | Lancashire
Claughton | Lancaster | Heysham GSP | Lancaster | Lancashire
Cleveleys | Bispham | Penwortham West GSP / Stanah GSP GROUP | Blackpool | Lancashire
Cleveleys | Bispham | Penwortham West GSP / Stanah GSP GROUP | Wyre | Lancashire
Clifton Junction |  | Kearsley Local 33 GSP | Salford | Greater Manchester
Clover Hill | Nelson | Padiham GSP | Burnley | Lancashire
Clover Hill | Nelson | Padiham GSP | Pendle | Lancashire
Cog Lane | Huncoat | Padiham GSP | Burnley | Lancashire
Coniston | Ulverston | Harker ENWL SGTs 1 2 3A 4 / Hutton GSP GROUP | South Lakeland | Cumbria
Copse Rd | Thornton | Penwortham West GSP / Stanah GSP GROUP | Wyre | Lancashire
Cox Green | Bolton | Kearsley 132 GSP | Blackburn with Darwen | Lancashire
Cox Green | Bolton | Kearsley 132 GSP | Bolton | Greater Manchester
Cox Green | Bolton | Kearsley 132 GSP | Chorley | Lancashire
Craggs Row & Bushell St | Preston East | Penwortham East GSP / Rochdale SGT 1 GROUP | Preston | Lancashire
Crown Lane | Westhoughton | Kearsley 132 GSP | Bolton | Greater Manchester
Crown Lane | Westhoughton | Kearsley 132 GSP | Chorley | Lancashire
Crown Lane | Westhoughton | Kearsley 132 GSP | Wigan | Greater Manchester
Culcheth | Golborne | Bold | Salford | Greater Manchester
Culcheth | Golborne | Bold | Warrington | Warrington
Culcheth | Golborne | Bold | Wigan | Greater Manchester
Cutacre |  | Kearsley Local 33 GSP | Bolton | Greater Manchester
Deansgate | Bloom St | South Manchester GSP | Manchester | Greater Manchester
Denton East | Droylsden | Stalybridge GSP | Tameside | Greater Manchester
Denton West | Droylsden | Stalybridge GSP | Manchester | Greater Manchester
Denton West | Droylsden | Stalybridge GSP | Tameside | Greater Manchester
Dickinson St | Bloom St | South Manchester GSP | Manchester | Greater Manchester
Didsbury | West Didsbury | South Manchester GSP | Manchester | Greater Manchester
Dodgson Rd | Preston East | Penwortham East GSP / Rochdale SGT 1 GROUP | Preston | Lancashire
Douglas St | Ribble | Penwortham East GSP / Rochdale SGT 1 GROUP | Preston | Lancashire
Droylsden East | Droylsden | Stalybridge GSP | Manchester | Greater Manchester
Droylsden East | Droylsden | Stalybridge GSP | Tameside | Greater Manchester
Dukinfield | Hyde | Stalybridge GSP | Tameside | Greater Manchester
Dumers Lane | Bury | Kearsley 132 GSP | Bury | Greater Manchester
Dumplington | Barton | Carrington ENWL SGTs 1B 2B 4 7 | Trafford | Greater Manchester
Eastlands | Stuart St | Stalybridge GSP | Manchester | Greater Manchester
Easton | Spadeadam 11/33kV | Harker ENWL SGTs 1 2 3A 4 / Hutton GSP GROUP | Carlisle | Cumbria
Egremont | Egremont | Harker ENWL SGTs 1 2 3A 4 / Hutton GSP GROUP | Copeland | Cumbria
Embleton | Stainburn & Siddick | Harker ENWL SGTs 1 2 3A 4 / Hutton GSP GROUP | Allerdale | Cumbria
Exchange St | Lower Darwen | Penwortham East GSP / Rochdale SGT 1 GROUP | Blackburn with Darwen | Lancashire
Failsworth | Chadderton | Whitegate GSP | Manchester | Greater Manchester
Failsworth | Chadderton | Whitegate GSP | Oldham | Greater Manchester
Fallowfield | West Didsbury | South Manchester GSP | Manchester | Greater Manchester
Farnworth |  | Kearsley Local 33 GSP | Bolton | Greater Manchester
Feniscowles | Lower Darwen | Penwortham East GSP / Rochdale SGT 1 GROUP | Blackburn with Darwen | Lancashire
Ferodo | New Mills | Stalybridge GSP | High Peak | Derbyshire
Flat Lane | Padiham | Padiham GSP | Craven | Lancashire
Flat Lane | Padiham | Padiham GSP | Ribble Valley | Lancashire
Frederick Rd | Frederick Rd | Kearsley 132 GSP | Salford | Greater Manchester
Fusehill | Carlisle | Harker ENWL SGTs 1 2 3A 4 / Hutton GSP GROUP | Carlisle | Cumbria
Gale | Belfield | Rochdale SGTs 2 3 4 | Rochdale | Greater Manchester
Gale | Belfield | Rochdale SGTs 2 3 4 | Rossendale | Lancashire
Garstang | Thornton | Penwortham West GSP / Stanah GSP GROUP | Lancaster | Lancashire
Garstang | Thornton | Penwortham West GSP / Stanah GSP GROUP | Preston | Lancashire
Garstang | Thornton | Penwortham West GSP / Stanah GSP GROUP | Wyre | Lancashire
Gatley | Moss Nook | South Manchester GSP | Manchester | Greater Manchester
Gatley | Moss Nook | South Manchester GSP | Stockport | Greater Manchester
Gidlow | Wigan | Washway Farm GSP / Kirkby GSP GROUP | Bolton | Greater Manchester
Gidlow | Wigan | Washway Farm GSP / Kirkby GSP GROUP | Wigan | Greater Manchester
Gidlow | Wigan | Washway Farm GSP / Kirkby GSP GROUP | Wigan | Greater Manchester
Gillsrow | Penrith & Shap | Harker ENWL SGTs 1 2 3A 4 / Hutton GSP GROUP | Allerdale | Cumbria
Gillsrow | Penrith & Shap | Harker ENWL SGTs 1 2 3A 4 / Hutton GSP GROUP | Eden | Cumbria
Glaxo | Ulverston | Harker ENWL SGTs 1 2 3A 4 / Hutton GSP GROUP | South Lakeland | Cumbria
Glossop | Hyde | Stalybridge GSP | High Peak | Derbyshire
Golborne | Golborne | Bold | St. Helens | Merseyside
Golborne | Golborne | Bold | Warrington | Warrington
Golborne | Golborne | Bold | Wigan | Greater Manchester
Gowhole | New Mills | Stalybridge GSP | Cheshire East | Cheshire East
Gowhole | New Mills | Stalybridge GSP | High Peak | Derbyshire
Gowhole | New Mills | Stalybridge GSP | Stockport | Greater Manchester
Grane Rd & Prinny Hill | Rossendale | Padiham GSP | Hyndburn | Lancashire
Grane Rd & Prinny Hill | Rossendale | Padiham GSP | Rossendale | Lancashire
Grange | Ulverston | Harker ENWL SGTs 1 2 3A 4 / Hutton GSP GROUP | South Lakeland | Cumbria
Great Harwood | Huncoat | Padiham GSP | Hyndburn | Lancashire
Great Harwood | Huncoat | Padiham GSP | Ribble Valley | Lancashire
Green Lane (Altrincham) | Altrincham | Carrington ENWL SGTs 1B 2B 4 7 | Trafford | Greater Manchester
Green Lane (Hazel Grove) | Hazel Grove | Bredbury GSP | Stockport | Greater Manchester
Green St T11 | Wigan | Washway Farm GSP / Kirkby GSP GROUP | Wigan | Greater Manchester
Green St T12 & T13 | Wigan | Washway Farm GSP / Kirkby GSP GROUP | Wigan | Greater Manchester
Greenfield | Hartshead-Heyrod | Stalybridge GSP | Oldham | Greater Manchester
Greenfield | Hartshead-Heyrod | Stalybridge GSP | Rochdale | Greater Manchester
Greenhill | Greenhill | Whitegate GSP | Oldham | Greater Manchester
Griffin | Lower Darwen | Penwortham East GSP / Rochdale SGT 1 GROUP | Blackburn with Darwen | Lancashire
Griffin | Lower Darwen | Penwortham East GSP / Rochdale SGT 1 GROUP | Ribble Valley | Lancashire
Griffin | Lower Darwen | Penwortham East GSP / Rochdale SGT 1 GROUP | South Ribble | Lancashire
Hadfield | Hyde | Stalybridge GSP | High Peak | Derbyshire
Hadfield | Hyde | Stalybridge GSP | Tameside | Greater Manchester
Hall Cross | Peel | Penwortham West GSP / Stanah GSP GROUP | Fylde | Lancashire
Handforth | Moss Nook | South Manchester GSP | Cheshire East | Cheshire East
Handforth | Moss Nook | South Manchester GSP | Stockport | Greater Manchester
Hanging Bridge | Wrightington | Penwortham West GSP / Stanah GSP GROUP | Chorley | Lancashire
Hanging Bridge | Wrightington | Penwortham West GSP / Stanah GSP GROUP | West Lancashire | Lancashire
Hareholme | Rossendale | Padiham GSP | Burnley | Lancashire
Hareholme | Rossendale | Padiham GSP | Rossendale | Lancashire
Harpurhey | Red Bank | Whitegate GSP | Manchester | Greater Manchester
Harwood | Bolton | Kearsley 132 GSP | Blackburn with Darwen | Lancashire
Harwood | Bolton | Kearsley 132 GSP | Bolton | Greater Manchester
Harwood | Bolton | Kearsley 132 GSP | Bury | Greater Manchester
Hattersley | Hyde | Stalybridge GSP | High Peak | Derbyshire
Hattersley | Hyde | Stalybridge GSP | Tameside | Greater Manchester
Haverthwaite | Ulverston | Harker ENWL SGTs 1 2 3A 4 / Hutton GSP GROUP | South Lakeland | Cumbria
Hawk Green | Hazel Grove | Bredbury GSP | Cheshire East | Cheshire East
Hawk Green | Hazel Grove | Bredbury GSP | High Peak | Derbyshire
Hawk Green | Hazel Grove | Bredbury GSP | Stockport | Greater Manchester
Haydock | Golborne | Bold | St. Helens | Merseyside
Haydock | Golborne | Bold | Wigan | Greater Manchester
HDA No1 & HDA No2 | Stainburn & Siddick | Harker ENWL SGTs 1 2 3A 4 / Hutton GSP GROUP | Allerdale | Cumbria
HDA No1 & HDA No2 | Stainburn & Siddick | Harker ENWL SGTs 1 2 3A 4 / Hutton GSP GROUP | Copeland | Cumbria
Heady Hill | Castleton | Rochdale SGTs 2 3 4 | Rochdale | Greater Manchester
Heap Bridge | Bury | Kearsley 132 GSP | Bury | Greater Manchester
Heap Bridge | Bury | Kearsley 132 GSP | Rochdale | Greater Manchester
Heasandford | Burnley | Rochdale SGTs 2 3 4 | Burnley | Lancashire
Heaton Moor | Vernon Park | Bredbury GSP | Manchester | Greater Manchester
Heaton Moor | Vernon Park | Bredbury GSP | Stockport | Greater Manchester
Heaton Norris | Vernon Park | Bredbury GSP | Manchester | Greater Manchester
Heaton Norris | Vernon Park | Bredbury GSP | Stockport | Greater Manchester
Helwith Bridge | Padiham | Padiham GSP | Craven | Lancashire
Hensingham | Egremont | Harker ENWL SGTs 1 2 3A 4 / Hutton GSP GROUP | Copeland | Cumbria
Heyrod | Hartshead-Heyrod | Stalybridge GSP | Tameside | Greater Manchester
Heyside | Royton | Whitegate GSP | Oldham | Greater Manchester
Heywood | Castleton | Rochdale SGTs 2 3 4 | Bury | Greater Manchester
Heywood | Castleton | Rochdale SGTs 2 3 4 | Rochdale | Greater Manchester
Higher Mill | Moss Nook | South Manchester GSP | Manchester | Greater Manchester
Higher Mill | Moss Nook | South Manchester GSP | Stockport | Greater Manchester
Higher Walton | Leyland | Penwortham West GSP / Stanah GSP GROUP | Blackburn with Darwen | Lancashire
Higher Walton | Leyland | Penwortham West GSP / Stanah GSP GROUP | Chorley | Lancashire
Higher Walton | Leyland | Penwortham West GSP / Stanah GSP GROUP | Preston | Lancashire
Higher Walton | Leyland | Penwortham West GSP / Stanah GSP GROUP | South Ribble | Lancashire
Hill Top T11 & T12 |  | Kearsley Local 33 GSP | Bolton | Greater Manchester
Hill Top T11 & T12 |  | Kearsley Local 33 GSP | Salford | Greater Manchester
Hill Top T11 & T12 |  | Kearsley Local 33 GSP | Wigan | Greater Manchester
Hill Top T13 |  | Kearsley Local 33 GSP | Salford | Greater Manchester
Hill Top T13 |  | Kearsley Local 33 GSP | Wigan | Greater Manchester
Hindley Green | Atherton | Kearsley 132 GSP | Bolton | Greater Manchester
Hindley Green | Atherton | Kearsley 132 GSP | Wigan | Greater Manchester
Hollinwood | Chadderton | Whitegate GSP | Oldham | Greater Manchester
Holme Rd | Ribble | Penwortham East GSP / Rochdale SGT 1 GROUP | South Ribble | Lancashire
Holt St | Bury | Kearsley 132 GSP | Blackburn with Darwen | Lancashire
Holt St | Bury | Kearsley 132 GSP | Bury | Greater Manchester
Holt St | Bury | Kearsley 132 GSP | Rossendale | Lancashire
Hurst | Hartshead-Heyrod | Stalybridge GSP | Oldham | Greater Manchester
Hurst | Hartshead-Heyrod | Stalybridge GSP | Tameside | Greater Manchester
Hutton End & Skelton C | Penrith & Shap | Harker ENWL SGTs 1 2 3A 4 / Hutton GSP GROUP | Allerdale | Cumbria
Hutton End & Skelton C | Penrith & Shap | Harker ENWL SGTs 1 2 3A 4 / Hutton GSP GROUP | Carlisle | Cumbria
Hutton End & Skelton C | Penrith & Shap | Harker ENWL SGTs 1 2 3A 4 / Hutton GSP GROUP | Eden | Cumbria
Hyde | Hyde | Stalybridge GSP | Stockport | Greater Manchester
Hyde | Hyde | Stalybridge GSP | Tameside | Greater Manchester
Hyndburn Rd | Huncoat | Padiham GSP | Hyndburn | Lancashire
Hyndburn Rd | Huncoat | Padiham GSP | Rossendale | Lancashire
India St | Lower Darwen | Penwortham East GSP / Rochdale SGT 1 GROUP | Blackburn with Darwen | Lancashire
Ingleton | Kendal (Parkside Rd) | Harker ENWL SGTs 1 2 3A 4 / Hutton GSP GROUP | Craven | Cumbria
Irlam | Carrington BSP | Carrington ENWL SGTs 1B 2B 4 7 | Salford | Greater Manchester
Irlam | Carrington BSP | Carrington ENWL SGTs 1B 2B 4 7 | Trafford | Greater Manchester
Irlam | Carrington BSP | Carrington ENWL SGTs 1B 2B 4 7 | Warrington | Warrington
James St | Carlisle | Harker ENWL SGTs 1 2 3A 4 / Hutton GSP GROUP | Carlisle | Cumbria
Kay St | Huncoat | Padiham GSP | Blackburn with Darwen | Lancashire
Kay St | Huncoat | Padiham GSP | Hyndburn | Lancashire
Kay St | Huncoat | Padiham GSP | Rossendale | Lancashire
Kendal | Kendal (Parkside Rd) | Harker ENWL SGTs 1 2 3A 4 / Hutton GSP GROUP | South Lakeland | Cumbria
Keswick | Stainburn & Siddick | Harker ENWL SGTs 1 2 3A 4 / Hutton GSP GROUP | Allerdale | Cumbria
Keswick | Stainburn & Siddick | Harker ENWL SGTs 1 2 3A 4 / Hutton GSP GROUP | Eden | Cumbria
Kingsway | Belfield | Rochdale SGTs 2 3 4 | Rochdale | Greater Manchester
Kinkry Hill | Spadeadam 11/33kV | Harker ENWL SGTs 1 2 3A 4 / Hutton GSP GROUP | Carlisle | Cumbria
Kirkby Lonsdale | Kendal (Parkside Rd) | Harker ENWL SGTs 1 2 3A 4 / Hutton GSP GROUP | Lancaster | Cumbria
Kirkby Lonsdale | Kendal (Parkside Rd) | Harker ENWL SGTs 1 2 3A 4 / Hutton GSP GROUP | South Lakeland | Cumbria
Kirkby Moor | Ulverston | Harker ENWL SGTs 1 2 3A 4 / Hutton GSP GROUP | Copeland | Cumbria
Kirkby Moor | Ulverston | Harker ENWL SGTs 1 2 3A 4 / Hutton GSP GROUP | South Lakeland | Cumbria
Kirkby Stephen | Penrith & Shap | Harker ENWL SGTs 1 2 3A 4 / Hutton GSP GROUP | Eden | Cumbria
Kirkby Stephen | Penrith & Shap | Harker ENWL SGTs 1 2 3A 4 / Hutton GSP GROUP | Richmondshire | Cumbria
Kirkby Thore | Penrith & Shap | Harker ENWL SGTs 1 2 3A 4 / Hutton GSP GROUP | Eden | Cumbria
Kirkhall Lane | Atherton | Kearsley 132 GSP | Wigan | Greater Manchester
Kitt Green | Orrell | Washway Farm GSP / Kirkby GSP GROUP | Wigan | Greater Manchester
Knott Mill | Bloom St | South Manchester GSP | Manchester | Greater Manchester
Knott Mill | Bloom St | South Manchester GSP | Salford | Greater Manchester
Knott Mill | Bloom St | South Manchester GSP | Trafford | Greater Manchester
Lamberhead | Orrell | Washway Farm GSP / Kirkby GSP GROUP | Wigan | Greater Manchester
Lancaster | Lancaster | Heysham GSP | Lancaster | Lancashire
Langley | Chadderton | Whitegate GSP | Rochdale | Greater Manchester
Langroyd Rd | Nelson | Padiham GSP | Pendle | Lancashire
Leigh | Atherton | Kearsley 132 GSP | Wigan | Greater Manchester
Levenshulme | Longsight | Bredbury GSP | Manchester | Greater Manchester
Leyland National | Stainburn & Siddick | Harker ENWL SGTs 1 2 3A 4 / Hutton GSP GROUP | Allerdale | Cumbria
Little Hulton |  | Kearsley Local 33 GSP | Bolton | Greater Manchester
Little Hulton |  | Kearsley Local 33 GSP | Salford | Greater Manchester
Little Hulton |  | Kearsley Local 33 GSP | Wigan | Greater Manchester
Little Salkeld | Penrith & Shap | Harker ENWL SGTs 1 2 3A 4 / Hutton GSP GROUP | Carlisle | Cumbria
Little Salkeld | Penrith & Shap | Harker ENWL SGTs 1 2 3A 4 / Hutton GSP GROUP | Eden | Cumbria
Littleborough | Belfield | Rochdale SGTs 2 3 4 | Rochdale | Greater Manchester
Longford Bridge | Stretford | South Manchester GSP | Trafford | Greater Manchester
Longridge | Preston East | Penwortham East GSP / Rochdale SGT 1 GROUP | Preston | Lancashire
Longridge | Preston East | Penwortham East GSP / Rochdale SGT 1 GROUP | Ribble Valley | Lancashire
Longsight | Longsight | Bredbury GSP | Manchester | Greater Manchester
Lostock | Westhoughton | Kearsley 132 GSP | Bolton | Greater Manchester
Lostock | Westhoughton | Kearsley 132 GSP | Chorley | Lancashire
Lower Darwen | Lower Darwen | Penwortham East GSP / Rochdale SGT 1 GROUP | Blackburn with Darwen | Lancashire
Lower Darwen | Lower Darwen | Penwortham East GSP / Rochdale SGT 1 GROUP | Hyndburn | Lancashire
Lower Darwen | Lower Darwen | Penwortham East GSP / Rochdale SGT 1 GROUP | Rossendale | Lancashire
Lyons Rd | Barton | Carrington ENWL SGTs 1B 2B 4 7 | Trafford | Greater Manchester
Manchester University | Longsight | Bredbury GSP | Manchester | Greater Manchester
Marple | Hazel Grove | Bredbury GSP | Stockport | Greater Manchester
Marton | Blackpool | Penwortham West GSP / Stanah GSP GROUP | Blackpool | Lancashire
Marton | Blackpool | Penwortham West GSP / Stanah GSP GROUP | Fylde | Lancashire
Maryport | Stainburn & Siddick | Harker ENWL SGTs 1 2 3A 4 / Hutton GSP GROUP | Allerdale | Cumbria
Melling | Kendal (Parkside Rd) | Harker ENWL SGTs 1 2 3A 4 / Hutton GSP GROUP | Craven | Cumbria
Melling | Kendal (Parkside Rd) | Harker ENWL SGTs 1 2 3A 4 / Hutton GSP GROUP | Lancaster | Cumbria
Melling | Kendal (Parkside Rd) | Harker ENWL SGTs 1 2 3A 4 / Hutton GSP GROUP | South Lakeland | Cumbria
Mereside | Peel | Penwortham West GSP / Stanah GSP GROUP | Blackpool | Lancashire
Mereside | Peel | Penwortham West GSP / Stanah GSP GROUP | Fylde | Lancashire
Mereside | Peel | Penwortham West GSP / Stanah GSP GROUP | Wyre | Lancashire
Middleton Junction | Chadderton | Whitegate GSP | Oldham | Greater Manchester
Middleton Junction | Chadderton | Whitegate GSP | Rochdale | Greater Manchester
Midway | Egremont | Harker ENWL SGTs 1 2 3A 4 / Hutton GSP GROUP | Copeland | Cumbria
Milnrow | Castleton | Rochdale SGTs 2 3 4 | Rochdale | Greater Manchester
Mintsfeet | Kendal (Parkside Rd) | Harker ENWL SGTs 1 2 3A 4 / Hutton GSP GROUP | South Lakeland | Cumbria
Monsall | Stuart St | Stalybridge GSP | Manchester | Greater Manchester
Monton | Barton | Carrington ENWL SGTs 1B 2B 4 7 | Salford | Greater Manchester
Moorside | Ribble | Penwortham East GSP / Rochdale SGT 1 GROUP | Fylde | Lancashire
Moorside | Ribble | Penwortham East GSP / Rochdale SGT 1 GROUP | Preston | Lancashire
Moorside | Ribble | Penwortham East GSP / Rochdale SGT 1 GROUP | Ribble Valley | Lancashire
Moorside | Ribble | Penwortham East GSP / Rochdale SGT 1 GROUP | Wyre | Lancashire
Morton Park & Pirelli | Carlisle | Harker ENWL SGTs 1 2 3A 4 / Hutton GSP GROUP | Allerdale | Cumbria
Morton Park & Pirelli | Carlisle | Harker ENWL SGTs 1 2 3A 4 / Hutton GSP GROUP | Carlisle | Cumbria
Mosley Rd | Stretford | South Manchester GSP | Trafford | Greater Manchester
Moss Lane |  | Kearsley Local 33 GSP | Bury | Greater Manchester
Moss Lane |  | Kearsley Local 33 GSP | Rochdale | Greater Manchester
Moss Nook Primary | Moss Nook Primary | South Manchester GSP | Cheshire East | Cheshire East
Moss Nook Primary | Moss Nook Primary | South Manchester GSP | Manchester | Greater Manchester
Moss Nook Primary | Moss Nook Primary | South Manchester GSP | Stockport | Greater Manchester
Moss Side (Leyland) & Seven Stars | Leyland | Penwortham West GSP / Stanah GSP GROUP | Chorley | Lancashire
Moss Side (Leyland) & Seven Stars | Leyland | Penwortham West GSP / Stanah GSP GROUP | South Ribble | Lancashire
Moss Side (Longsight) | Longsight | Bredbury GSP | Manchester | Greater Manchester
Moss Side (Longsight) | Longsight | Bredbury GSP | Trafford | Greater Manchester
Mossley | Hartshead-Heyrod | Stalybridge GSP | Oldham | Greater Manchester
Mossley | Hartshead-Heyrod | Stalybridge GSP | Tameside | Greater Manchester
Mount St | Barton | Carrington ENWL SGTs 1B 2B 4 7 | Salford | Greater Manchester
Musgrave Rd | Bolton | Kearsley 132 GSP | Bolton | Greater Manchester
Nelson | Nelson | Padiham GSP | Pendle | Lancashire
New Moston | Chadderton | Whitegate GSP | Manchester | Greater Manchester
New Moston | Chadderton | Whitegate GSP | Oldham | Greater Manchester
Newbiggin on Lune | Penrith & Shap | Harker ENWL SGTs 1 2 3A 4 / Hutton GSP GROUP | Eden | Cumbria
Newby | Penrith & Shap | Harker ENWL SGTs 1 2 3A 4 / Hutton GSP GROUP | Eden | Cumbria
Newton | Hyde | Stalybridge GSP | Tameside | Greater Manchester
Newton Heath | Chadderton | Whitegate GSP | Manchester | Greater Manchester
Newton Heath | Chadderton | Whitegate GSP | Oldham | Greater Manchester
Newton Le Willows | Golborne | Bold | St. Helens | Merseyside
Newtongate T11 & T12 | Penrith & Shap | Harker ENWL SGTs 1 2 3A 4 / Hutton GSP GROUP | Eden | Cumbria
Newtongate T13 | Penrith & Shap | Harker ENWL SGTs 1 2 3A 4 / Hutton GSP GROUP | Eden | Cumbria
Norbreck | Bispham | Penwortham West GSP / Stanah GSP GROUP | Blackpool | Lancashire
Norbury | Hazel Grove | Bredbury GSP | Cheshire East | Cheshire East
Norbury | Hazel Grove | Bredbury GSP | Stockport | Greater Manchester
Northenden | West Didsbury | South Manchester GSP | Manchester | Greater Manchester
Northenden | West Didsbury | South Manchester GSP | Trafford | Greater Manchester
NWGB Partington | Carrington BSP | Carrington ENWL SGTs 1B 2B 4 7 | Trafford | Greater Manchester
Offerton | Vernon Park | Bredbury GSP | Stockport | Greater Manchester
Openshaw | Droylsden | Stalybridge GSP | Manchester | Greater Manchester
Openshaw | Droylsden | Stalybridge GSP | Tameside | Greater Manchester
Ormskirk | Skelmersdale | Washway Farm GSP / Kirkby GSP GROUP | West Lancashire | Lancashire
Padiham | Padiham | Padiham GSP | Burnley | Lancashire
Padiham | Padiham | Padiham GSP | Hyndburn | Lancashire
Padiham | Padiham | Padiham GSP | Pendle | Lancashire
Padiham | Padiham | Padiham GSP | Ribble Valley | Lancashire
Peel St & Ribblesdale T13 | Padiham | Padiham GSP | Pendle | Lancashire
Peel St & Ribblesdale T13 | Padiham | Padiham GSP | Ribble Valley | Lancashire
Pendleton | Frederick Rd | Kearsley 132 GSP | Salford | Greater Manchester
Petteril Bank | Carlisle | Harker ENWL SGTs 1 2 3A 4 / Hutton GSP GROUP | Carlisle | Cumbria
Petteril Bank | Carlisle | Harker ENWL SGTs 1 2 3A 4 / Hutton GSP GROUP | Eden | Cumbria
Phillips Lane | Nelson | Padiham GSP | Pendle | Lancashire
Piccadilly | Bloom St | South Manchester GSP | Manchester | Greater Manchester
Pimbo | Skelmersdale | Washway Farm GSP / Kirkby GSP GROUP | West Lancashire | Lancashire
Portwood | Vernon Park | Bredbury GSP | Stockport | Greater Manchester
Poulton | Bispham | Penwortham West GSP / Stanah GSP GROUP | Fylde | Lancashire
Poulton | Bispham | Penwortham West GSP / Stanah GSP GROUP | Wyre | Lancashire
Poynton | Hazel Grove | Bredbury GSP | Cheshire East | Cheshire East
Preesall | Thornton | Penwortham West GSP / Stanah GSP GROUP | Wyre | Lancashire
Preston East | Preston East | Penwortham East GSP / Rochdale SGT 1 GROUP | Preston | Lancashire
Preston East | Preston East | Penwortham East GSP / Rochdale SGT 1 GROUP | Ribble Valley | Lancashire
Preston Old Rd | Blackpool | Penwortham West GSP / Stanah GSP GROUP | Blackpool | Lancashire
Prestwich | Agecroft | Kearsley 132 GSP | Bury | Greater Manchester
Prestwich | Agecroft | Kearsley 132 GSP | Manchester | Greater Manchester
Prestwich | Agecroft | Kearsley 132 GSP | Salford | Greater Manchester
Pringle St | Blackburn | Penwortham East GSP / Rochdale SGT 1 GROUP | Blackburn with Darwen | Lancashire
Queens Park | Stuart St | Stalybridge GSP | Manchester | Greater Manchester
Radcliffe | Radcliffe | Kearsley 132 GSP | Bolton | Greater Manchester
Radcliffe | Radcliffe | Kearsley 132 GSP | Bury | Greater Manchester
Randal St | Blackburn | Penwortham East GSP / Rochdale SGT 1 GROUP | Blackburn with Darwen | Lancashire
Randal St | Blackburn | Penwortham East GSP / Rochdale SGT 1 GROUP | Ribble Valley | Lancashire
Rawtenstall Rd | Rossendale | Padiham GSP | Hyndburn | Lancashire
Rawtenstall Rd | Rossendale | Padiham GSP | Rossendale | Lancashire
Reddish Vale | Vernon Park | Bredbury GSP | Stockport | Greater Manchester
Reddish Vale | Vernon Park | Bredbury GSP | Tameside | Greater Manchester
Ribblesdale T14 | Padiham | Padiham GSP | Ribble Valley | Lancashire
Ribbleton | Preston East | Penwortham East GSP / Rochdale SGT 1 GROUP | Preston | Lancashire
Ringley |  | Kearsley Local 33 GSP | Bolton | Greater Manchester
Risley | Risley | Risley | Warrington | Warrington
Robert Hall St | Frederick Rd | Kearsley 132 GSP | Salford | Greater Manchester
Rochdale Central | Rochdale Central | Rochdale SGTs 2 3 4 | Rochdale | Greater Manchester
Roman Rd | Lower Darwen | Penwortham East GSP / Rochdale SGT 1 GROUP | Blackburn with Darwen | Lancashire
Romiley | Vernon Park | Bredbury GSP | Stockport | Greater Manchester
Rossall | Thornton | Penwortham West GSP / Stanah GSP GROUP | Wyre | Lancashire
Royton | Royton | Whitegate GSP | Oldham | Greater Manchester
S.E. Macclesfield |  | Macclesfield 33 GSP | Cheshire East | Cheshire East
S.E. Macclesfield |  | Macclesfield 33 GSP | Staffordshire Moorlands | Staffordshire
S.W. Macclesfield |  | Macclesfield 33 GSP | Cheshire East | Cheshire East
Sale | Sale | Carrington ENWL SGTs 1B 2B 4 7 | Trafford | Greater Manchester
Sale Moor | Sale | Carrington ENWL SGTs 1B 2B 4 7 | Trafford | Greater Manchester
Salford Quays | Frederick Rd | Kearsley 132 GSP | Salford | Greater Manchester
Sandgate | Barrow & Sandgate | Harker ENWL SGTs 1 2 3A 4 / Hutton GSP GROUP | Barrow-in-Furness | Cumbria
Scarisbrick | Skelmersdale | Washway Farm GSP / Kirkby GSP GROUP | Sefton | Merseyside
Scarisbrick | Skelmersdale | Washway Farm GSP / Kirkby GSP GROUP | West Lancashire | Lancashire
Sebergham | Carlisle | Harker ENWL SGTs 1 2 3A 4 / Hutton GSP GROUP | Allerdale | Cumbria
Sebergham | Carlisle | Harker ENWL SGTs 1 2 3A 4 / Hutton GSP GROUP | Carlisle | Cumbria
Sebergham | Carlisle | Harker ENWL SGTs 1 2 3A 4 / Hutton GSP GROUP | Eden | Cumbria
Sedbergh | Kendal (Parkside Rd) | Harker ENWL SGTs 1 2 3A 4 / Hutton GSP GROUP | Richmondshire | Cumbria
Sedbergh | Kendal (Parkside Rd) | Harker ENWL SGTs 1 2 3A 4 / Hutton GSP GROUP | South Lakeland | Cumbria
Selsmire | Penrith & Shap | Harker ENWL SGTs 1 2 3A 4 / Hutton GSP GROUP | Eden | Cumbria
Selsmire | Penrith & Shap | Harker ENWL SGTs 1 2 3A 4 / Hutton GSP GROUP | South Lakeland | Cumbria
Settle | Padiham | Padiham GSP | Craven | Lancashire
Shannon St South | Blackpool | Penwortham West GSP / Stanah GSP GROUP | Blackpool | Lancashire
Shap | Penrith & Shap | Harker ENWL SGTs 1 2 3A 4 / Hutton GSP GROUP | Eden | Cumbria
Shaw | Royton | Whitegate GSP | Oldham | Greater Manchester
Shaw | Royton | Whitegate GSP | Rochdale | Greater Manchester
Siddick | Stainburn & Siddick | Harker ENWL SGTs 1 2 3A 4 / Hutton GSP GROUP | Allerdale | Cumbria
Silloth | Carlisle | Harker ENWL SGTs 1 2 3A 4 / Hutton GSP GROUP | Allerdale | Cumbria
Skelmersdale | Skelmersdale | Washway Farm GSP / Kirkby GSP GROUP | West Lancashire | Lancashire
Slipway | Egremont | Harker ENWL SGTs 1 2 3A 4 / Hutton GSP GROUP | Copeland | Cumbria
Snipe | Droylsden | Stalybridge GSP | Tameside | Greater Manchester
South Park | Lytham | Penwortham West GSP / Stanah GSP GROUP | Fylde | Lancashire
Spa Rd | Bolton | Kearsley 132 GSP | Bolton | Greater Manchester
Spadeadam 132/11kV* | Spadeadam 132/11kV* | Harker ENWL SGTs 1 2 3A 4 / Hutton GSP GROUP | Carlisle | Cumbria
Spadeadam 132/11kV* | Spadeadam 132/11kV* | Harker ENWL SGTs 1 2 3A 4 / Hutton GSP GROUP | Northumberland | Cumbria
Spotland | Rochdale Central | Rochdale SGTs 2 3 4 | Rochdale | Greater Manchester
Spring Cottage | Nelson | Padiham GSP | Pendle | Lancashire
Spring Garden St 11kV | Lancaster | Heysham GSP | Lancaster | Lancashire
Spring Garden St 6.6kV | Lancaster | Heysham GSP | Lancaster | Lancashire
Squires Gate | Blackpool | Penwortham West GSP / Stanah GSP GROUP | Blackpool | Lancashire
Squires Gate | Blackpool | Penwortham West GSP / Stanah GSP GROUP | Fylde | Lancashire
St Annes | Lytham | Penwortham West GSP / Stanah GSP GROUP | Fylde | Lancashire
St Marys | Greenhill | Whitegate GSP | Oldham | Greater Manchester
St Marys St | Ribble | Penwortham East GSP / Rochdale SGT 1 GROUP | Preston | Lancashire
St Thomas Rd | Lytham | Penwortham West GSP / Stanah GSP GROUP | Fylde | Lancashire
Stainburn | Stainburn & Siddick | Harker ENWL SGTs 1 2 3A 4 / Hutton GSP GROUP | Allerdale | Cumbria
Standish | Wrightington | Penwortham West GSP / Stanah GSP GROUP | Chorley | Lancashire
Standish | Wrightington | Penwortham West GSP / Stanah GSP GROUP | West Lancashire | Lancashire
Standish | Wrightington | Penwortham West GSP / Stanah GSP GROUP | Wigan | Lancashire
Strangeways | Red Bank | Whitegate GSP | Manchester | Greater Manchester
Strangeways | Red Bank | Whitegate GSP | Salford | Greater Manchester
Strawberry Bank | Huncoat | Padiham GSP | Hyndburn | Lancashire
Stuart St | Stuart St | Stalybridge GSP | Manchester | Greater Manchester
Stuart St | Stuart St | Stalybridge GSP | Tameside | Greater Manchester
Stubbins | Rossendale | Padiham GSP | Bury | Greater Manchester
Stubbins | Rossendale | Padiham GSP | Rossendale | Lancashire
Swinton | Agecroft | Kearsley 132 GSP | Salford | Greater Manchester
Tame Valley | Hartshead-Heyrod | Stalybridge GSP | Tameside | Greater Manchester
Tardy Gate | Ribble | Penwortham East GSP / Rochdale SGT 1 GROUP | South Ribble | Lancashire
Tarleton | Wrightington | Penwortham West GSP / Stanah GSP GROUP | Chorley | Lancashire
Tarleton | Wrightington | Penwortham West GSP / Stanah GSP GROUP | South Ribble | Lancashire
Tarleton | Wrightington | Penwortham West GSP / Stanah GSP GROUP | West Lancashire | Lancashire
The Height | Agecroft | Kearsley 132 GSP | Salford | Greater Manchester
Thornton | Bispham | Penwortham West GSP / Stanah GSP GROUP | Blackpool | Lancashire
Thornton | Bispham | Penwortham West GSP / Stanah GSP GROUP | Wyre | Lancashire
Townley St | Chadderton | Whitegate GSP | Rochdale | Greater Manchester
Trafford | Stretford | South Manchester GSP | Trafford | Greater Manchester
Trafford Park North | Barton | Carrington ENWL SGTs 1B 2B 4 7 | Trafford | Greater Manchester
Trimpell | Trimpell | Heysham GSP | Lancaster | Lancashire
Trinity | Frederick Rd | Kearsley 132 GSP | Manchester | Greater Manchester
Trinity | Frederick Rd | Kearsley 132 GSP | Salford | Greater Manchester
Tulketh | Ribble | Penwortham East GSP / Rochdale SGT 1 GROUP | Preston | Lancashire
Ulverston | Ulverston | Harker ENWL SGTs 1 2 3A 4 / Hutton GSP GROUP | Barrow-in-Furness | Cumbria
Ulverston | Ulverston | Harker ENWL SGTs 1 2 3A 4 / Hutton GSP GROUP | South Lakeland | Cumbria
Union Rd | Bolton | Kearsley 132 GSP | Bolton | Greater Manchester
Upholland | Orrell | Washway Farm GSP / Kirkby GSP GROUP | St. Helens | Merseyside
Upholland | Orrell | Washway Farm GSP / Kirkby GSP GROUP | West Lancashire | Lancashire
Upholland | Orrell | Washway Farm GSP / Kirkby GSP GROUP | Wigan | Greater Manchester
Urmston | Stretford | South Manchester GSP | Trafford | Greater Manchester
Victoria Park | Longsight | Bredbury GSP | Manchester | Greater Manchester
Warbreck | Bispham | Penwortham West GSP / Stanah GSP GROUP | Blackpool | Lancashire
Warbreck | Bispham | Penwortham West GSP / Stanah GSP GROUP | Wyre | Lancashire
Wardleworth | Belfield | Rochdale SGTs 2 3 4 | Rochdale | Greater Manchester
Warton | Peel | Penwortham West GSP / Stanah GSP GROUP | Fylde | Lancashire
Waterhead | Greenhill | Whitegate GSP | Oldham | Greater Manchester
Waterswallows | Buxton | Stalybridge GSP | Derbyshire Dales | Derbyshire
Waterswallows | Buxton | Stalybridge GSP | High Peak | Derbyshire
Weaste | Frederick Rd | Kearsley 132 GSP | Salford | Greater Manchester
Werneth | Greenhill | Whitegate GSP | Oldham | Greater Manchester
Wesley Place Bacup | Rossendale | Padiham GSP | Rossendale | Lancashire
West Didsbury | West Didsbury | South Manchester GSP | Manchester | Greater Manchester
Westgate | Lancaster | Heysham GSP | Lancaster | Lancashire
Westhoughton | Westhoughton | Kearsley 132 GSP | Bolton | Greater Manchester
Westhoughton | Westhoughton | Kearsley 132 GSP | Salford | Greater Manchester
Westhoughton | Westhoughton | Kearsley 132 GSP | Wigan | Greater Manchester
Westlinton | Carlisle | Harker ENWL SGTs 1 2 3A 4 / Hutton GSP GROUP | Carlisle | Cumbria
Whalley | Padiham | Padiham GSP | Pendle | Lancashire
Whalley | Padiham | Padiham GSP | Ribble Valley | Lancashire
Whalley Range | West Didsbury | South Manchester GSP | Manchester | Greater Manchester
Whalley Range | West Didsbury | South Manchester GSP | Trafford | Greater Manchester
Whasset | Kendal (Parkside Rd) | Harker ENWL SGTs 1 2 3A 4 / Hutton GSP GROUP | South Lakeland | Cumbria
Whittle Le Woods | Leyland | Penwortham West GSP / Stanah GSP GROUP | Chorley | Lancashire
Whittle Le Woods | Leyland | Penwortham West GSP / Stanah GSP GROUP | South Ribble | Lancashire
Whitworth | Rochdale Central | Rochdale SGTs 2 3 4 | Rossendale | Lancashire
Wigton | Carlisle | Harker ENWL SGTs 1 2 3A 4 / Hutton GSP GROUP | Allerdale | Cumbria
Wigton | Carlisle | Harker ENWL SGTs 1 2 3A 4 / Hutton GSP GROUP | Carlisle | Cumbria
Willow Hey | Skelmersdale | Washway Farm GSP / Kirkby GSP GROUP | West Lancashire | Lancashire
Willowbank | Greenhill | Whitegate GSP | Oldham | Greater Manchester
Willowbank | Greenhill | Whitegate GSP | Rochdale | Greater Manchester
Willowholme | Carlisle | Harker ENWL SGTs 1 2 3A 4 / Hutton GSP GROUP | Carlisle | Cumbria
Wilmslow | Moss Nook | South Manchester GSP | Cheshire East | Cheshire East
Windermere | Kendal (Parkside Rd) | Harker ENWL SGTs 1 2 3A 4 / Hutton GSP GROUP | South Lakeland | Cumbria
Winifred Rd | Adswood | Bredbury GSP | Stockport | Greater Manchester
Withington | West Didsbury | South Manchester GSP | Manchester | Greater Manchester
Withyfold Drive |  | Macclesfield 33 GSP | Cheshire East | Cheshire East
Woodbine St | Castleton | Rochdale SGTs 2 3 4 | Rochdale | Greater Manchester
Woodfield Rd | Wrightington | Penwortham West GSP / Stanah GSP GROUP | Chorley | Lancashire
Woodhill Lane | Lancaster | Heysham GSP | Lancaster | Lancashire
Woodhouse Park | Moss Nook | South Manchester GSP | Manchester | Greater Manchester
Woodhouse Park | Moss Nook | South Manchester GSP | Stockport | Greater Manchester
Woodley | Vernon Park | Bredbury GSP | Stockport | Greater Manchester
Woolfold | Bury | Kearsley 132 GSP | Bury | Greater Manchester
Wordsworth St | Bolton | Kearsley 132 GSP | Bolton | Greater Manchester
Worsley Mesnes | Wigan | Washway Farm GSP / Kirkby GSP GROUP | Wigan | Greater Manchester
Wrightington | Wrightington | Penwortham West GSP / Stanah GSP GROUP | Chorley | Lancashire
Wrightington | Wrightington | Penwortham West GSP / Stanah GSP GROUP | West Lancashire | Lancashire
Wrightington | Wrightington | Penwortham West GSP / Stanah GSP GROUP | Wigan | Lancashire
Yealand | Kendal (Parkside Rd) | Harker ENWL SGTs 1 2 3A 4 / Hutton GSP GROUP | Lancaster | Cumbria
Yealand | Kendal (Parkside Rd) | Harker ENWL SGTs 1 2 3A 4 / Hutton GSP GROUP | South Lakeland | Cumbria

## 2 - Demand headroom table
Select Primary | Albion St
BSP | LOWER DARWEN | 10.287 | 2023 | 2024 | 2025 | 2026 | 2027 | 2028 | 2029 | 2030 | 2031 | 2032 | 2033 | 2036 | 2041 | 2046 | 2051
GSP | ROCHDALE
Grid Coordinates | Easting | Northing
| 367434 | 426087
Best View | Firm |  | 11.224 | 8.6258 | 7.7214 | 7.5307 | 7.0895 | 6.7801 | 6.5311 | 6.1723 | 5.8264 | 5.4807 | 5.259 | 3.3076 | -3.0928 | -7.7313 | -10.7515
| Non Firm |  | 15.861 | 13.2628 | 12.3584 | 12.1677 | 11.7265 | 11.4171 | 11.1681 | 10.8093 | 10.4634 | 10.1177 | 9.896 | 7.9446 | 1.5442 | -3.0943 | -6.1145
Steady Progression | Firm |  | 11.224 | 10.3341 | 10.0166 | 9.9897 | 9.6835 | 9.5273 | 9.3436 | 8.9064 | 8.4524 | 8.1596 | 7.962 | 7.2805 | 6.4331 | 5.9277 | 5.7345
| Non Firm |  | 15.861 | 14.9711 | 14.6536 | 14.6267 | 14.3205 | 14.1643 | 13.9806 | 13.5434 | 13.0894 | 12.7966 | 12.599 | 11.9175 | 11.0701 | 10.5647 | 10.3715
System Transformation | Firm |  | 11.224 | 10.2132 | 9.6735 | 9.5016 | 9.1183 | 8.889 | 8.7354 | 8.4459 | 8.1365 | 7.7976 | 7.557 | 6.7378 | 4.8921 | 4.2906 | 4.1526
| Non Firm |  | 15.861 | 14.8502 | 14.3105 | 14.1386 | 13.7553 | 13.526 | 13.3724 | 13.0829 | 12.7735 | 12.4346 | 12.194 | 11.3748 | 9.5291 | 8.9276 | 8.7896
Consumer Transformation | Firm |  | 11.224 | 7.8812 | 6.8598 | 6.7124 | 6.3065 | 6.0751 | 5.9447 | 5.7108 | 5.4754 | 5.2047 | 5.0693 | 2.6736 | -2.9338 | -7.3501 | -10.1858
| Non Firm |  | 15.861 | 12.5182 | 11.4968 | 11.3494 | 10.9435 | 10.7121 | 10.5817 | 10.3478 | 10.1124 | 9.8417 | 9.7063 | 7.3106 | 1.7032 | -2.7131 | -5.5488
Leading the Way | Firm |  | 11.224 | 7.5467 | 6.4981 | 6.2633 | 5.9148 | 5.7426 | 5.65 | 5.1695 | 3.473 | 2.2299 | 0.88386 | -2.5227 | -7.3546 | -10.3846 | -9.695
| Non Firm |  | 15.861 | 12.1837 | 11.1351 | 10.9003 | 10.5518 | 10.3796 | 10.287 | 9.8065 | 8.11 | 6.8669 | 5.5209 | 2.1143 | -2.7176 | -5.7476 | -5.058
Select BSP | Adswood
GSP | BREDBURY |  | 2023 | 2024 | 2025 | 2026 | 2027 | 2028 | 2029 | 2030 | 2031 | 2032 | 2033 | 2036 | 2041 | 2046 | 2051
Grid Coordinates | Easting | Northing
| 389188 | 388310
Best View | Firm |  | 64.4176 | 57.1311 | 55.3329 | 53.9296 | 52.5504 | 51.0785 | 49.6278 | 48.2897 | 46.948 | 45.6372 | 44.6946 | 38.2311 | 19.7096 | 5.0014 | -5.1822
| Non Firm |  | 82.4176 | 75.1311 | 73.3329 | 71.9296 | 70.5504 | 69.0785 | 67.6278 | 66.2897 | 64.948 | 63.6372 | 62.6946 | 56.2311 | 37.7096 | 23.0014 | 12.8178
Steady Progression | Firm |  | 64.4176 | 60.9045 | 60.437 | 59.7155 | 58.983 | 58.239 | 57.1023 | 55.5329 | 53.79 | 52.7314 | 51.9494 | 49.683 | 46.5965 | 44.8789 | 43.992
| Non Firm |  | 82.4176 | 78.9045 | 78.437 | 77.7155 | 76.983 | 76.239 | 75.1023 | 73.5329 | 71.79 | 70.7314 | 69.9494 | 67.683 | 64.5965 | 62.8789 | 61.992
System Transformation | Firm |  | 64.4176 | 60.3004 | 58.9733 | 57.7036 | 56.5388 | 55.4131 | 54.3651 | 53.3353 | 52.1621 | 50.9269 | 49.9834 | 47.0622 | 43.3218 | 41.2709 | 40.6022
| Non Firm |  | 82.4176 | 78.3004 | 76.9733 | 75.7036 | 74.5388 | 73.4131 | 72.3651 | 71.3353 | 70.1621 | 68.9269 | 67.9834 | 65.0622 | 61.3218 | 59.2709 | 58.6022
Consumer Transformation | Firm |  | 64.4176 | 55.3136 | 53.4394 | 52.1662 | 50.9372 | 49.7014 | 48.5962 | 47.6654 | 46.6474 | 45.3245 | 44.4048 | 39.0212 | 21.2149 | 7.175 | -2.1759
| Non Firm |  | 82.4176 | 73.3136 | 71.4394 | 70.1662 | 68.9372 | 67.7014 | 66.5962 | 65.6654 | 64.6474 | 63.3245 | 62.4048 | 57.0212 | 39.2149 | 25.175 | 15.8241
Leading the Way | Firm |  | 64.4176 | 54.5147 | 52.7173 | 51.5819 | 50.496 | 49.4416 | 48.4983 | 47.2165 | 43.2776 | 39.1265 | 35.3006 | 23.9954 | 7.5132 | -2.1521 | -0.17989
| Non Firm |  | 82.4176 | 72.5147 | 70.7173 | 69.5819 | 68.496 | 67.4416 | 66.4983 | 65.2165 | 61.2776 | 57.1265 | 53.3006 | 41.9954 | 25.5132 | 15.8479 | 17.8201

## 3 - Generation headroom table
Select Primary | ALBION ST
Select Technology | Generation – Synchronous (HV)
BSP | LOWER DARWEN | ROCHDALE
GSP | ROCHDALE | ROCHDALE
Grid Coordinates | Easting | Northing | 2023 | 2024 | 2025 | 2026 | 2027 | 2028 | 2029 | 2030 | 2031 | 2032 | 2033 | 2036 | 2041 | 2046 | 2051
| 367434 | 426087
Best View | Non Firm |  | 11.0466 | 10.6408 | 10.7263 | 10.6857 | 10.5861 | 10.5106 | 10.425 | 10.3353 | 10.2713 | 10.2019 | 9.7276 | 10.1074 | 9.4353 | 10.0664 | 10.4745
Steady Progression | Non Firm |  | 11.0466 | 10.8409 | 10.9933 | 10.9981 | 10.9616 | 10.9082 | 10.8444 | 10.7917 | 10.7384 | 10.7002 | 10.6758 | 10.5903 | 10.5807 | 11.8562 | 12.5224
System Transformation | Non Firm |  | 11.0466 | 10.8595 | 10.8875 | 10.8713 | 10.7912 | 10.6877 | 10.647 | 10.5929 | 10.4998 | 10.4351 | 10.3247 | 10.1933 | 10.4018 | 11.5456 | 12.33
Consumer Transformation | Non Firm |  | 11.0466 | 10.5499 | 10.5649 | 10.5386 | 10.3481 | 10.2764 | 10.2036 | 10.0034 | 9.9177 | 9.94 | 9.9135 | 9.4848 | 8.8463 | 9.4948 | 9.9388
Leading the Way | Non Firm |  | 11.0466 | 10.5043 | 10.5242 | 10.5607 | 10.5394 | 10.5312 | 10.5165 | 10.4488 | 10.2635 | 10.062 | 9.9687 | 10.344 | 9.3827 | 10.3303 | 10.2068
Capacity Limited Primary | Reason
Trinity | Switchgear to be replaced in RIIO-ED2 | bar: 2023
Spring Cottage | Switchgear to be replaced in RIIO-ED2 | bar: 2023
Rossall | Thermal capacity limits headroom - Review in RIIO-ED2 | bar: 2023
Select BSP | ADSWOOD
Select Technology | Battery Storage
GSP | BREDBURY
Grid Coordinates | Easting | Northing | 2023 | 2024 | 2025 | 2026 | 2027 | 2028 | 2029 | 2030 | 2031 | 2032 | 2033 | 2036 | 2041 | 2046 | 2051
| 389188 | 388310
Best View | Non Firm |  | 82.4176 | 75.1311 | 73.3329 | 71.9296 | 70.5504 | 69.0785 | 67.6278 | 66.2897 | 64.948 | 63.6372 | 62.6946 | 56.2311 | 37.7096 | 23.0014 | 12.8178
Steady Progression | Non Firm |  | 82.4176 | 78.9045 | 78.437 | 77.7155 | 76.983 | 76.239 | 75.1023 | 73.5329 | 71.79 | 70.7314 | 69.9494 | 67.683 | 64.5965 | 62.8789 | 61.992
System Transformation | Non Firm |  | 82.4176 | 78.3004 | 76.9733 | 75.7036 | 74.5388 | 73.4131 | 72.3651 | 71.3353 | 70.1621 | 68.9269 | 67.9834 | 65.0622 | 61.3218 | 59.2709 | 58.6022
Consumer Transformation | Non Firm |  | 82.4176 | 78.3004 | 76.9733 | 75.7036 | 74.5388 | 73.4131 | 72.3651 | 71.3353 | 70.1621 | 68.9269 | 67.9834 | 65.0622 | 64.5965 | 62.8789 | 61.992
Leading the Way | Non Firm |  | 82.4176 | 72.5147 | 70.7173 | 69.5819 | 68.496 | 67.4416 | 66.4983 | 65.2165 | 61.2776 | 57.1265 | 53.3006 | 41.9954 | 25.5132 | 15.8479 | 17.8201
Capacity Limited BSPs | Reason
Royton BSP | Switchgear to be replaced in RIIO-ED2

## 4 - Transmission headroom
Earliest in Service Dates (EISDs) for new applications to the transmission network - to accompany a DNO's Network Scenario Headroom Report
2024-03-28 | Transmission Owner's freeze date
Electricity North West Limited | DNO Licence area
NGET | Transmision Owner providing
2024-03-28 | Last update (version, date)
| Demand |  | Generation
GSPs in November 2022 LTDS | EISD | Under review at freeze date? | EISD | Under review at freeze date? | Comments (optional)
Bredbury | 2024 | Under active review | 2037 | Under active review | Being reviewed as part of the ongoing Transmission Works Review process
Carrington | 2024 | Under active review | 2024 | Under active review | Currently Headroom in Appendix G
Harker | 2024 | Under active review | 2036 | Under active review | Being reviewed as part of the ongoing Transmission Works Review process
Hutton | 2024 | Under active review | 2036 | Under active review | Being reviewed as part of the ongoing Transmission Works Review process
Heysham | 2024 | Under active review | 2037 | Under active review | Being reviewed as part of the ongoing Transmission Works Review process
Kearsley | 2024 | Under active review | 2038 | Under active review | Being reviewed as part of the ongoing Transmission Works Review process
Kearsley Local | 2024 | Under active review | 2038 | Under active review | Being reviewed as part of the ongoing Transmission Works Review process
Kirkby | 2024 | Under active review | 2032 | Under active review | Being reviewed as part of the ongoing Transmission Works Review process
Macclesfield | 2024 | Under active review | 2024 | Under active review | Currently Headroom in Appendix G
Padiham | 2024 | Under active review | 2033 | Under active review | Being reviewed as part of the ongoing Transmission Works Review process
Penwortham | 2024 | Under active review | 2036 | Under active review | Being reviewed as part of the ongoing Transmission Works Review process
Rochdale | 2024 | Under active review | 2028 | Under active review | Being reviewed as part of the ongoing Transmission Works Review process
South Manchester | 2024 | Under active review | 2037 | Under active review | Being reviewed as part of the ongoing Transmission Works Review process
Stalybridge | 2024 | Under active review | 2037 | Under active review | Being reviewed as part of the ongoing Transmission Works Review process
Stanah | 2024 | Under active review | 2024 | Under active review | Currently Headroom in Appendix G
Washway Farm | 2024 | Under active review | 2033 | Under active review | Being reviewed as part of the ongoing Transmission Works Review process
Whitegate | 2024 | Under active review | 2037 | Under active review | Being reviewed as part of the ongoing Transmission Works Review process
Links to additional public-domain information related to the EISDs, provided by the Transmission Owner
https://www.nationalgrid.com/electricity-transmission/connections/regional-customer-connections-update
Purpose
To indicate potential transmission constraints by 'Earliest in Service Date' per Grid Supply Point (GSP)
To accompany a DNO's Network Scenario Headroom Report of unused substation capacity at primary substations and Bulk Supply Points
To address stakeholder feedback that information in the Network Scenario Headroom Reports requires context of potential transmission restrictions to connecting at the distribution network.
Notes
1 | Earliest in service dates (EISDs) represent a snapshot of the Transmission Owner's view at the 'freeze date' of the earliest date for connection for NEW applications for demand and generation of significant size (>1MW)
For customers which already have accepted connections with a DNO, DNOs may already have agreed with transmission for earlier connection dates for demand and generation customers
2 | For storage, both the demand and generation EISDs may be relevant.
3 | Where an EISD has not been established for a GSP, this is shown as N/A.
There is likely to be some headroom for connection because there is no constraint yet defined with defined construction works affecting connnection, this is shown as "no date restriction identified".
4 | Where the tranmission owner is actively reviewing construction works and earliest in service dates for new applications may be revised e.g. due to an application for capacity affecting that GSP, this is shown as "under active review"
5 | The EISDs reflect both works at a Grid Supply Point and in wider tranmission network.
6 | Unlike the rest of the DNO Network Scenario Headroom Reports, this is a snapshot of current status based on connection applications, not a scenario based output.
7 | The list of GSPs includes at a minimum the GSPs associated with the primary substations and Bulk Supply Points in the DNO's last Long Term Development Statement Table 3. Future new GSPs may not be included.

## Primary Headroom
Click the scenario name to move directly to the associated results | Best View
| Steady Progression | [48 empty] | 50,51,52,53,54,55,56,57,58,59,60,61,62,63,64, | [15 empty] | 66,67,68,69,70,71,72,73,74,75,76,77,78,79,80, | [15 empty] | 82,83,84,85,86,87,88,89,90,91,92,93,94,95,96, | [15 empty] | 98,99,100,101,102,103,104,105,106,107,108,109,110,111,112, | [15 empty] | 114,115,116,117,118,119,120,121,122,123,124,125,126,127,128, | [15 empty] | 130,131,132,133,134,135,136,137,138,139,140,141,142,143,144, | [15 empty] | 146,147,148,149,150,151,152,153,154,155,156,157,158,159,160,
System Transformation
| Consumer Transformation | [48 empty] | 50, | 51, | 52, | 53, | 54, | 55, | 56, | 57, | 58, | 59, | 60, | 61, | 62, | 63, | 64, | 65, | 66, | 67, | 68, | 69, | 70, | 71, | 72, | 73, | 74, | 75, | 76, | 77, | 78, | 79, | 80, | 81, | 82, | 83, | 84, | 85, | 86, | 87, | 88, | 89, | 90, | 91, | 92, | 93, | 94, | 95, | 96, | 97, | 98, | 99, | 100, | 101, | 102, | 103, | 104, | 105, | 106, | 107, | 108, | 109, | 110, | 111, | 112, | 113, | 114, | 115, | 116, | 117, | 118, | 119, | 120, | 121, | 122, | 123, | 124, | 125, | 126, | 127, | 128, | 129, | 130, | 131, | 132, | 133, | 134, | 135, | 136, | 137, | 138, | 139, | 140, | 141, | 142, | 143, | 144, | 145, | 146, | 147, | 148, | 149, | 150, | 151, | 152, | 153, | 154, | 155, | 156, | 157, | 158, | 159, | 160,
Leading the Way
| 1 | 2 | 3 | 4 | 5 | 6 | 7 | 8 | 9 | 10 | 11 | 12 | 13 | 14 | 15 | 16 | 17 | 18 | 19 | 20 | 21 | 22 | 23 | 24 | 25 | 26 | 27 | 28 | 29 | 30 | 31 | 32 | 33 | 34 | 35 | 36 | 37 | 38 | 39 | 40 | 41 | 42 | 43 | 44 | 45 | 46 | 47 | 48 | 49 | 50 | 51 | 52 | 53 | 54 | 55 | 56 | 57 | 58 | 59 | 60 | 61 | 62 | 63 | 64 | 65 | 66 | 67 | 68 | 69 | 70 | 71 | 72 | 73 | 74 | 75 | 76 | 77 | 78 | 79 | 80 | 81 | 82 | 83 | 84 | 85 | 86 | 87 | 88 | 89 | 90 | 91 | 92 | 93 | 94 | 95 | 96 | 97 | 98 | 99 | 100 | 101 | 102 | 103 | 104 | 105 | 106 | 107 | 108 | 109 | 110 | 111 | 112 | 113 | 114 | 115 | 116 | 117 | 118 | 119 | 120 | 121 | 122 | 123 | 124 | 125 | 126 | 127 | 128 | 129 | 130 | 131 | 132 | 133 | 134 | 135 | 136 | 137 | 138 | 139 | 140 | 141 | 142 | 143 | 144 | 145 | 146 | 147 | 148 | 149 | 150 | 151 | 152 | 153 | 154 | 155 | 156 | 157 | 158 | 159 | 160 | 161 | 162 | 163 | 164 | 165
| Primary | Best View Firm Headroom MVA | [15 empty] | Best View Non Firm Headroom MVA | [15 empty] | Steady Progression Firm Headroom MVA | [15 empty] | 50,: Steady Progression Non Firm Headroom MVA; 66,: System Transformation Firm Headroom MVA; 82,: System Transformation Non Firm Headroom MVA; 98,: Consumer Transformation Firm Headroom MVA; 114,: Consumer Transformation Non Firm Headroom MVA; 130,: Leading the Way Firm Headroom MVA; 146,: Leading the Way Non Firm Headroom MVA
|  | 2023 | 2024 | 2025 | 2026 | 2027 | 2028 | 2029 | 2030 | 2031 | 2032 | 2033 | 2036 | 2041 | 2046 | 2051 |  | 2023 | 2024 | 2025 | 2026 | 2027 | 2028 | 2029 | 2030 | 2031 | 2032 | 2033 | 2036 | 2041 | 2046 | 2051 |  | 2023 | 2024 | 2025 | 2026 | 2027 | 2028 | 2029 | 2030 | 2031 | 2032 | 2033 | 2036 | 2041 | 2046 | 2051 |  | 2023 | 2024 | 2025 | 2026 | 2027 | 2028 | 2029 | 2030 | 2031 | 2032 | 2033 | 2036 | 2041 | 2046 | 2051 |  | 2023 | 2024 | 2025 | 2026 | 2027 | 2028 | 2029 | 2030 | 2031 | 2032 | 2033 | 2036 | 2041 | 2046 | 2051 |  | 2023 | 2024 | 2025 | 2026 | 2027 | 2028 | 2029 | 2030 | 2031 | 2032 | 2033 | 2036 | 2041 | 2046 | 2051 |  | 2023 | 2024 | 2025 | 2026 | 2027 | 2028 | 2029 | 2030 | 2031 | 2032 | 2033 | 2036 | 2041 | 2046 | 2051 |  | 2023 | 2024 | 2025 | 2026 | 2027 | 2028 | 2029 | 2030 | 2031 | 2032 | 2033 | 2036 | 2041 | 2046 | 2051 |  | 2023 | 2024 | 2025 | 2026 | 2027 | 2028 | 2029 | 2030 | 2031 | 2032 | 2033 | 2036 | 2041 | 2046 | 2051 |  | 2023 | 2024 | 2025 | 2026 | 2027 | 2028 | 2029 | 2030 | 2031 | 2032 | 2033 | 2036 | 2041 | 2046 | 2051 |  | Easting | Northing | BSP | GSP
| Albion St | 11.224 | 8.6258 | 7.7214 | 7.5307 | 7.0895 | 6.7801 | 6.5311 | 6.1723 | 5.8264 | 5.4807 | 5.259 | 3.3076 | -3.0928 | -7.7313 | -10.7515 |  | 15.861 | 13.2628 | 12.3584 | 12.1677 | 11.7265 | 11.4171 | 11.1681 | 10.8093 | 10.4634 | 10.1177 | 9.896 | 7.9446 | 1.5442 | -3.0943 | -6.1145 |  | 11.224 | 10.3341 | 10.0166 | 9.9897 | 9.6835 | 9.5273 | 9.3436 | 8.9064 | 8.4524 | 8.1596 | 7.962 | 7.2805 | 6.4331 | 5.9277 | 5.7345 |  | 15.861 | 14.9711 | 14.6536 | 14.6267 | 14.3205 | 14.1643 | 13.9806 | 13.5434 | 13.0894 | 12.7966 | 12.599 | 11.9175 | 11.0701 | 10.5647 | 10.3715 |  | 11.224 | 10.2132 | 9.6735 | 9.5016 | 9.1183 | 8.889 | 8.7354 | 8.4459 | 8.1365 | 7.7976 | 7.557 | 6.7378 | 4.8921 | 4.2906 | 4.1526 |  | 15.861 | 14.8502 | 14.3105 | 14.1386 | 13.7553 | 13.526 | 13.3724 | 13.0829 | 12.7735 | 12.4346 | 12.194 | 11.3748 | 9.5291 | 8.9276 | 8.7896 |  | 11.224 | 7.8812 | 6.8598 | 6.7124 | 6.3065 | 6.0751 | 5.9447 | 5.7108 | 5.4754 | 5.2047 | 5.0693 | 2.6736 | -2.9338 | -7.3501 | -10.1858 |  | 15.861 | 12.5182 | 11.4968 | 11.3494 | 10.9435 | 10.7121 | 10.5817 | 10.3478 | 10.1124 | 9.8417 | 9.7063 | 7.3106 | 1.7032 | -2.7131 | -5.5488 |  | 11.224 | 7.5467 | 6.4981 | 6.2633 | 5.9148 | 5.7426 | 5.65 | 5.1695 | 3.473 | 2.2299 | 0.88386 | -2.5227 | -7.3546 | -10.3846 | -9.695 |  | 15.861 | 12.1837 | 11.1351 | 10.9003 | 10.5518 | 10.3796 | 10.287 | 9.8065 | 8.11 | 6.8669 | 5.5209 | 2.1143 | -2.7176 | -5.7476 | -5.058 |  | 367434 | 426087 | LOWER DARWEN | ROCHDALE
| Alderley & Chelford | 11.4287 | 9.724 | 9.0972 | 8.4873 | 7.9263 | 7.2888 | 6.7751 | 3.8995 | 3.4194 | 2.8792 | 1.9266 | -0.11874 | -5.1356 | -8.4824 | -10.917 |  | 18.1187 | 16.414 | 15.7872 | 15.1773 | 14.6163 | 13.9788 | 13.4651 | 10.5895 | 10.1094 | 9.5692 | 8.6166 | 6.5713 | 1.5544 | -1.7924 | -4.227 |  | 11.4287 | 10.723 | 10.6939 | 10.4353 | 10.2059 | 9.9367 | 9.6153 | 9.1186 | 8.526 | 8.1071 | 7.7852 | 6.7516 | 5.4758 | 4.7386 | 4.2985 |  | 18.1187 | 17.413 | 17.3839 | 17.1253 | 16.8959 | 16.6267 | 16.3053 | 15.8086 | 15.216 | 14.7971 | 14.4752 | 13.4416 | 12.1658 | 11.4286 | 10.9885 |  | 11.4287 | 10.66 | 10.1872 | 9.6262 | 9.1397 | 8.6208 | 8.2321 | 5.4517 | 5.0119 | 4.484 | 3.5158 | 2.2056 | 0.16071 | -0.70692 | -1.0747 |  | 18.1187 | 17.35 | 16.8772 | 16.3162 | 15.8297 | 15.3108 | 14.9221 | 12.1417 | 11.7019 | 11.174 | 10.2058 | 8.8956 | 6.8507 | 5.9831 | 5.6153 |  | 11.4287 | 9.3151 | 8.6989 | 8.1325 | 7.6274 | 7.0923 | 6.7318 | 4.071 | 3.7388 | 3.2667 | 2.3873 | 0.59417 | -4.9212 | -7.9101 | -10.0189 |  | 18.1187 | 16.0051 | 15.3889 | 14.8225 | 14.3174 | 13.7823 | 13.4218 | 10.761 | 10.4288 | 9.9567 | 9.0773 | 7.2842 | 1.7688 | -1.2201 | -3.3289 |  | 11.4287 | 9.1258 | 8.5253 | 7.9913 | 7.527 | 7.0521 | 6.1886 | 3.4952 | 2.5937 | 1.5248 | -0.40594 | -3.841 | -7.5791 | -9.6664 | -9.3772 |  | 18.1187 | 15.8158 | 15.2153 | 14.6813 | 14.217 | 13.7421 | 12.8786 | 10.1852 | 9.2837 | 8.2148 | 6.2841 | 2.849 | -0.88911 | -2.9764 | -2.6872 |  | 385044 | 379026 | MOSS NOOK | SOUTH MANCHESTER
| Alston | 0.20256 | 0.15285 | 0.072112 | 0.010027 | -0.070892 | -0.17136 | -0.25529 | -0.37407 | -0.45835 | -0.54287 | -0.61455 | -0.96583 | -1.8604 | -2.486 | -2.9271 |  | 1.5026 | 1.4529 | 1.3721 | 1.31 | 1.2291 | 1.1286 | 1.0447 | 0.92593 | 0.84165 | 0.75713 | 0.68545 | 0.33417 | -0.56043 | -1.186 | -1.6271 |  | 0.20256 | 0.1456 | 0.11153 | 0.087132 | 0.04174 | -0.0071844 | -0.11092 | -0.23037 | -0.41423 | -0.42521 | -0.4409 | -0.49482 | -0.5374 | -0.79595 | -0.96015 |  | 1.5026 | 1.4456 | 1.4115 | 1.3871 | 1.3417 | 1.2928 | 1.1891 | 1.0696 | 0.88577 | 0.87479 | 0.8591 | 0.80518 | 0.7626 | 0.50405 | 0.33985 |  | 0.20256 | 0.16481 | 0.092602 | 0.045355 | 0.0031018 | -0.06349 | -0.11964 | -0.18218 | -0.24731 | -0.32222 | -0.39106 | -0.62209 | -0.89316 | -1.0656 | -1.0538 |  | 1.5026 | 1.4648 | 1.3926 | 1.3454 | 1.3031 | 1.2365 | 1.1804 | 1.1178 | 1.0527 | 0.97778 | 0.90894 | 0.67791 | 0.40684 | 0.23439 | 0.24623 |  | 0.20256 | 0.15634 | 0.078438 | 0.016469 | -0.064948 | -0.16323 | -0.24324 | -0.35548 | -0.43878 | -0.52381 | -0.59455 | -0.93791 | -1.8551 | -2.4504 | -2.8624 |  | 1.5026 | 1.4563 | 1.3784 | 1.3165 | 1.2351 | 1.1368 | 1.0568 | 0.94452 | 0.86122 | 0.77619 | 0.70545 | 0.36209 | -0.55506 | -1.1504 | -1.5624 |  | 0.20256 | 0.16554 | 0.09512 | 0.036176 | -0.058093 | -0.14619 | -0.21412 | -0.32441 | -0.51197 | -0.71645 | -0.93704 | -1.5985 | -2.4145 | -2.8176 | -2.7164 |  | 1.5026 | 1.4655 | 1.3951 | 1.3362 | 1.2419 | 1.1538 | 1.0859 | 0.97559 | 0.78803 | 0.58355 | 0.36296 | -0.29846 | -1.1145 | -1.5176 | -1.4164 |  | 372125 | 546499 | PENRITH & SHAP | HUTTON
| Ambleside | 8.7531 | 8.3121 | 7.9791 | 7.7006 | 7.2942 | 6.8945 | 6.7117 | 6.3203 | 5.9955 | 5.7239 | 5.5502 | 4.3297 | 1.1991 | -1.1568 | -2.8968 |  | 17.9531 | 17.5121 | 17.1791 | 16.9006 | 16.4942 | 16.0945 | 15.9117 | 15.5203 | 15.1955 | 14.9239 | 14.7502 | 13.5297 | 10.3991 | 8.0432 | 6.3032 |  | 8.7531 | 8.4062 | 8.315 | 8.2405 | 8.044 | 7.8817 | 7.8516 | 7.5222 | 7.1659 | 7.0795 | 7.0032 | 6.6353 | 5.9653 | 5.4246 | 5.1254 |  | 17.9531 | 17.6062 | 17.515 | 17.4405 | 17.244 | 17.0817 | 17.0516 | 16.7222 | 16.3659 | 16.2795 | 16.2032 | 15.8353 | 15.1653 | 14.6246 | 14.3254 |  | 8.7531 | 8.422 | 8.1459 | 7.9403 | 7.634 | 7.3718 | 7.3299 | 7.0618 | 6.7656 | 6.4885 | 6.2828 | 5.5525 | 4.6391 | 4.0496 | 4.0031 |  | 17.9531 | 17.622 | 17.3459 | 17.1403 | 16.834 | 16.5718 | 16.5299 | 16.2618 | 15.9656 | 15.6885 | 15.4828 | 14.7525 | 13.8391 | 13.2496 | 13.2031 |  | 8.7531 | 8.2845 | 7.9679 | 7.7126 | 7.3338 | 6.9735 | 6.845 | 6.5192 | 6.2471 | 6.0157 | 5.8828 | 4.7648 | 1.8192 | -0.35085 | -1.9073 |  | 17.9531 | 17.4845 | 17.1679 | 16.9126 | 16.5338 | 16.1735 | 16.045 | 15.7192 | 15.4471 | 15.2157 | 15.0828 | 13.9648 | 11.0192 | 8.8492 | 7.2927 |  | 8.7531 | 8.2918 | 7.9968 | 7.7562 | 7.406 | 7.0992 | 7.0219 | 6.7297 | 6.0444 | 5.3413 | 4.7195 | 2.7236 | 0.068054 | -1.4939 | -1.2209 |  | 17.9531 | 17.4918 | 17.1968 | 16.9562 | 16.606 | 16.2992 | 16.2219 | 15.9297 | 15.2444 | 14.5413 | 13.9195 | 11.9236 | 9.2681 | 7.7061 | 7.9791 |  | 337602 | 503506 | KENDAL (PARKSIDE RD) | HUTTON
| Ancoats North T11 & T12 | 6.0193 | 4.1846 | 3.4998 | 2.8491 | 2.1526 | 1.6158 | 0.96698 | 0.26086 | -0.37851 | -0.8585 | -1.3666 | -3.0922 | -6.2225 | -8.737 | -10.9265 |  | 10.1563 | 8.3216 | 7.6368 | 6.9861 | 6.2896 | 5.7528 | 5.104 | 4.3979 | 3.7585 | 3.2785 | 2.7704 | 1.0448 | -2.0855 | -4.6 | -6.7895 |  | 6.0193 | 5.5876 | 5.4207 | 5.1028 | 4.7514 | 4.5716 | 4.1811 | 3.6178 | 3.0318 | 2.645 | 2.2224 | 0.95198 | -0.90309 | -2.2741 | -3.5573 |  | 10.1563 | 9.7246 | 9.5577 | 9.2398 | 8.8884 | 8.7086 | 8.3181 | 7.7548 | 7.1688 | 6.782 | 6.3594 | 5.089 | 3.2339 | 1.8629 | 0.5797 |  | 6.0193 | 5.4774 | 4.9863 | 4.3442 | 3.669 | 3.1568 | 2.5449 | 1.8728 | 1.2445 | 0.76414 | 0.25081 | -1.2655 | -3.325 | -4.8122 | -6.1345 |  | 10.1563 | 9.6144 | 9.1233 | 8.4812 | 7.806 | 7.2938 | 6.6819 | 6.0098 | 5.3815 | 4.9011 | 4.3878 | 2.8715 | 0.81201 | -0.67518 | -1.9975 |  | 6.0193 | 3.5529 | 2.8265 | 2.2155 | 1.5565 | 1.0665 | 0.48278 | -0.15124 | -0.7432 | -1.1829 | -1.6493 | -3.3277 | -6.2703 | -8.5832 | -10.4679 |  | 10.1563 | 7.6899 | 6.9635 | 6.3525 | 5.6935 | 5.2035 | 4.6198 | 3.9858 | 3.3938 | 2.9541 | 2.4877 | 0.80935 | -2.1333 | -4.4462 | -6.3309 |  | 6.0193 | 3.2318 | 2.4815 | 1.9005 | 1.2664 | 0.80575 | 0.24673 | -0.38637 | -1.1475 | -1.7829 | -2.4546 | -4.514 | -7.4429 | -9.3864 | -10.3188 |  | 10.1563 | 7.3688 | 6.6185 | 6.0375 | 5.4034 | 4.9428 | 4.3837 | 3.7506 | 2.9895 | 2.3541 | 1.6824 | -0.37702 | -3.3059 | -5.2494 | -6.1818 |  | 385022 | 398830 | RED BANK | WHITEGATE
| Ancoats North T14 | 3.4611 | 2.2501 | 1.7149 | 1.2528 | 0.84621 | 0.58736 | 0.24688 | -0.15236 | -0.50801 | -0.63729 | -0.82625 | -1.4653 | -2.6036 | -3.5286 | -4.2899 |  | 8.2111 | 7.0001 | 6.4649 | 6.0028 | 5.5962 | 5.3374 | 4.9969 | 4.5976 | 4.242 | 4.1127 | 3.9238 | 3.2847 | 2.1464 | 1.2214 | 0.4601 |  | 3.4611 | 3.3053 | 3.2028 | 3.0028 | 2.8503 | 2.8222 | 2.6508 | 2.356 | 2.0167 | 1.9251 | 1.8083 | 1.457 | 1.0077 | 0.68371 | 0.40264 |  | 8.2111 | 8.0553 | 7.9528 | 7.7528 | 7.6003 | 7.5722 | 7.4008 | 7.106 | 6.7667 | 6.6751 | 6.5583 | 6.207 | 5.7577 | 5.4337 | 5.1526 |  | 3.4611 | 3.1952 | 2.7683 | 2.3227 | 1.924 | 1.6663 | 1.3345 | 0.94854 | 0.59676 | 0.4638 | 0.27499 | -0.26245 | -0.92699 | -1.4075 | -1.7818 |  | 8.2111 | 7.9452 | 7.5183 | 7.0727 | 6.674 | 6.4163 | 6.0845 | 5.6985 | 5.3468 | 5.2138 | 5.025 | 4.4876 | 3.823 | 3.3425 | 2.9682 |  | 3.4611 | 1.7456 | 1.1931 | 0.73106 | 0.34112 | 0.10603 | -0.21413 | -0.59262 | -0.92816 | -1.0378 | -1.2091 | -1.7924 | -2.794 | -3.5449 | -4.0772 |  | 8.2111 | 6.4956 | 5.9431 | 5.4811 | 5.0911 | 4.856 | 4.5359 | 4.1574 | 3.8218 | 3.7122 | 3.5409 | 2.9576 | 1.956 | 1.2051 | 0.67282 |  | 3.4611 | 1.5008 | 0.93879 | 0.49813 | 0.12968 | -0.08076 | -0.37758 | -0.73575 | -1.1414 | -1.3466 | -1.6158 | -2.3865 | -3.3648 | -3.9908 | -4.1396 |  | 8.2111 | 6.2508 | 5.6888 | 5.2481 | 4.8797 | 4.6692 | 4.3724 | 4.0143 | 3.6086 | 3.4034 | 3.1342 | 2.3635 | 1.3852 | 0.7592 | 0.61037 |  | 385032 | 398840 | RED BANK | WHITEGATE
| Annie Pit | 5.357 | 4.6429 | 4.1611 | 4.0141 | 3.4845 | 3.0275 | 2.7959 | 2.308 | 1.8589 | 1.493 | 1.34 | -0.72873 | -6.9137 | -11.9597 | -15.4383 |  | 10.857 | 10.1429 | 9.6611 | 9.5141 | 8.9845 | 8.5275 | 8.2959 | 7.808 | 7.3589 | 6.993 | 6.84 | 4.7713 | -1.4137 | -6.4597 | -9.9383 |  | 5.357 | 4.7092 | 4.5837 | 4.7188 | 4.4855 | 4.3688 | 4.3612 | 3.9443 | 3.4889 | 3.2937 | 3.2534 | 2.7697 | 2.0939 | 1.6814 | 1.5128 |  | 10.857 | 10.2092 | 10.0837 | 10.2188 | 9.9855 | 9.8688 | 9.8612 | 9.4443 | 8.9889 | 8.7937 | 8.7534 | 8.2697 | 7.5939 | 7.1814 | 7.0128 |  | 5.357 | 4.7841 | 4.3825 | 4.3051 | 3.8798 | 3.5805 | 3.5267 | 3.1836 | 2.8199 | 2.4869 | 2.3211 | 1.511 | 0.4983 | -0.12957 | -0.23877 |  | 10.857 | 10.2841 | 9.8825 | 9.8051 | 9.3798 | 9.0805 | 9.0267 | 8.6836 | 8.3199 | 7.9869 | 7.8211 | 7.011 | 5.9983 | 5.3704 | 5.2612 |  | 5.357 | 4.6291 | 4.1829 | 4.0773 | 3.5945 | 3.1989 | 3.052 | 2.6662 | 2.2959 | 1.9854 | 1.885 | -0.085154 | -6.065 | -10.8774 | -14.0621 |  | 10.857 | 10.1291 | 9.6829 | 9.5773 | 9.0945 | 8.6989 | 8.552 | 8.1662 | 7.7959 | 7.4854 | 7.385 | 5.4148 | -0.56496 | -5.3774 | -8.5621 |  | 5.357 | 4.6625 | 4.2734 | 4.214 | 3.7829 | 3.4553 | 3.3693 | 2.8884 | 1.472 | 0.041786 | -1.1867 | -5.1016 | -10.5844 | -13.8773 | -12.9993 |  | 10.857 | 10.1625 | 9.7734 | 9.714 | 9.2829 | 8.9553 | 8.8693 | 8.3884 | 6.972 | 5.5418 | 4.3133 | 0.39838 | -5.0844 | -8.3773 | -7.4993 |  | 300011 | 527810 | STAINBURN & SIDDICK | HARKER
| Ansdell | 8.2918 | 6.7812 | 6.2149 | 5.9298 | 5.5748 | 5.2434 | 4.9257 | 4.6136 | 4.325 | 4.019 | 3.7431 | 2.4485 | -0.79509 | -3.303 | -5.0989 |  | 11.2918 | 9.7812 | 9.2149 | 8.9298 | 8.5748 | 8.2434 | 7.9257 | 7.6136 | 7.325 | 7.019 | 6.7431 | 5.4485 | 2.2049 | -0.30301 | -2.0989 |  | 8.2918 | 7.7177 | 7.529 | 7.415 | 7.2026 | 7.0247 | 6.7741 | 6.4113 | 6.0506 | 5.8123 | 5.5852 | 5.0129 | 4.3351 | 4.034 | 3.909 |  | 11.2918 | 10.7177 | 10.529 | 10.415 | 10.2026 | 10.0247 | 9.7741 | 9.4113 | 9.0506 | 8.8123 | 8.5852 | 8.0129 | 7.3351 | 7.034 | 6.909 |  | 8.2918 | 7.6013 | 7.2113 | 6.9511 | 6.6524 | 6.4 | 6.1718 | 5.936 | 5.7019 | 5.4284 | 5.1663 | 4.4966 | 3.7118 | 3.3814 | 3.2985 |  | 11.2918 | 10.6013 | 10.2113 | 9.9511 | 9.6524 | 9.4 | 9.1718 | 8.936 | 8.7019 | 8.4284 | 8.1663 | 7.4966 | 6.7118 | 6.3814 | 6.2985 |  | 8.2918 | 6.3618 | 5.7399 | 5.4686 | 5.1282 | 4.8477 | 4.6128 | 4.4057 | 4.1905 | 3.9247 | 3.6971 | 2.5186 | -0.51131 | -2.7115 | -4.2903 |  | 11.2918 | 9.3618 | 8.7399 | 8.4686 | 8.1282 | 7.8477 | 7.6128 | 7.4057 | 7.1905 | 6.9247 | 6.6971 | 5.5186 | 2.4887 | 0.2885 | -1.2903 |  | 8.2918 | 6.17 | 5.5311 | 5.2829 | 4.9669 | 4.7189 | 4.5153 | 4.2678 | 3.5707 | 2.7963 | 2.0418 | -0.061667 | -2.8987 | -4.4565 | -4.037 |  | 11.2918 | 9.17 | 8.5311 | 8.2829 | 7.9669 | 7.7189 | 7.5153 | 7.2678 | 6.5707 | 5.7963 | 5.0418 | 2.9383 | 0.10132 | -1.4565 | -1.037 |  | 334416 | 428229 | LYTHAM | PENWORTHAM
| Ardwick | -0.092348 | -0.30592 | -0.66879 | -0.98614 | -1.4653 | -1.8275 | 9.8525 | 9.4302 | 9.0414 | 8.6564 | 8.432 | 7.1605 | 4.1776 | 1.9434 | 0.25607 |  | 4.9077 | 4.6941 | 4.3312 | 4.0139 | 3.5347 | 3.1725 | 2.8525 | 2.4302 | 2.0414 | 1.6564 | 1.432 | 0.1605 | -2.8224 | -5.0566 | -6.7439 |  | -0.092348 | -0.18083 | -0.08518 | -0.048382 | -0.12803 | -0.10064 | 11.8364 | 11.5642 | 11.2294 | 11.0086 | 10.8642 | 10.3622 | 9.6518 | 9.3272 | 9.1102 |  | 4.9077 | 4.8192 | 4.9148 | 4.9516 | 4.872 | 4.8994 | 4.8364 | 4.5642 | 4.2294 | 4.0086 | 3.8642 | 3.3622 | 2.6518 | 2.3272 | 2.1102 |  | -0.092348 | -0.15009 | -0.45748 | -0.75018 | -1.1911 | -1.4964 | 10.2479 | 9.8758 | 9.5053 | 9.1227 | 8.8843 | 8.0256 | 6.8655 | 6.2425 | 5.9498 |  | 4.9077 | 4.8499 | 4.5425 | 4.2498 | 3.8089 | 3.5036 | 3.2479 | 2.8758 | 2.5053 | 2.1227 | 1.8843 | 1.0256 | -0.13451 | -0.75748 | -1.0502 |  | -0.092348 | -0.36372 | -0.70079 | -0.98426 | -1.4309 | -1.7545 | 9.967 | 9.5935 | 9.247 | 8.8988 | 8.7117 | 7.5658 | 4.8535 | 2.9289 | 1.6431 |  | 4.9077 | 4.6363 | 4.2992 | 4.0157 | 3.5691 | 3.2455 | 2.967 | 2.5935 | 2.247 | 1.8988 | 1.7117 | 0.56583 | -2.1465 | -4.0711 | -5.3569 |  | -0.092348 | -0.38485 | -0.70721 | -0.96652 | -1.3868 | -1.6761 | 10.0783 | 9.6926 | 8.9902 | 8.2495 | 7.6624 | 5.8096 | 3.2744 | 1.8894 | 2.0981 |  | 4.9077 | 4.6152 | 4.2928 | 4.0335 | 3.6132 | 3.3239 | 3.0783 | 2.6926 | 1.9902 | 1.2495 | 0.66239 | -1.1904 | -3.7256 | -5.1106 | -4.9019 |  | 384753 | 397415 | STUART ST | STALYBRIDGE
| Arnside | 11.3735 | 10.8542 | 10.5464 | 10.4586 | 10.2197 | 9.961 | 9.8249 | 9.586 | 9.3808 | 9.2082 | 9.096 | 8.398 | 6.8072 | 5.7635 | 4.8755 |  | 13.8735 | 13.3542 | 13.0464 | 12.9586 | 12.7197 | 12.461 | 12.3249 | 12.086 | 11.8808 | 11.7082 | 11.596 | 10.898 | 9.3072 | 8.2635 | 7.3755 |  | 11.3735 | 11.285 | 11.2239 | 11.2754 | 11.2112 | 11.159 | 11.1718 | 11.0396 | 10.9203 | 10.8561 | 10.8183 | 10.6118 | 10.264 | 9.9778 | 9.8353 |  | 13.8735 | 13.785 | 13.7239 | 13.7754 | 13.7112 | 13.659 | 13.6718 | 13.5396 | 13.4203 | 13.3561 | 13.3183 | 13.1118 | 12.764 | 12.4778 | 12.3353 |  | 11.3735 | 11.2469 | 11.0365 | 10.9851 | 10.8237 | 10.6766 | 10.648 | 10.5136 | 10.3339 | 10.1511 | 10.0012 | 9.5228 | 8.9989 | 8.7078 | 8.7952 |  | 13.8735 | 13.7469 | 13.5365 | 13.4851 | 13.3237 | 13.1766 | 13.148 | 13.0136 | 12.8339 | 12.6511 | 12.5012 | 12.0228 | 11.4989 | 11.2078 | 11.2952 |  | 11.3735 | 10.6871 | 10.3566 | 10.2826 | 10.0529 | 9.8128 | 9.71 | 9.5084 | 9.3306 | 9.1735 | 9.0786 | 8.4211 | 6.9073 | 5.9435 | 5.1807 |  | 13.8735 | 13.1871 | 12.8566 | 12.7826 | 12.5529 | 12.3128 | 12.21 | 12.0084 | 11.8306 | 11.6735 | 11.5786 | 10.9211 | 9.4073 | 8.4435 | 7.6807 |  | 11.3735 | 10.6054 | 10.2559 | 10.1743 | 9.9456 | 9.7301 | 9.6627 | 9.4825 | 9.1218 | 8.7409 | 8.4021 | 7.3407 | 6.0971 | 5.4614 | 5.6651 |  | 13.8735 | 13.1054 | 12.7559 | 12.6743 | 12.4456 | 12.2301 | 12.1627 | 11.9825 | 11.6218 | 11.2409 | 10.9021 | 9.8407 | 8.5971 | 7.9614 | 8.1651 |  | 346495 | 478180 | KENDAL (PARKSIDE RD) | HUTTON
| Ashton (Golborne) | 6.5563 | 6.0693 | 5.4651 | 5.1526 | 4.6053 | 4.1281 | 3.6653 | 3.3204 | 2.863 | 2.4473 | 2.0536 | -0.84442 | -8.3477 | -14.6929 | -19.2159 |  | 12.3563 | 11.8693 | 11.2651 | 10.9526 | 10.4053 | 9.9281 | 9.4653 | 9.1204 | 8.663 | 8.2473 | 7.8536 | 4.9556 | -2.5477 | -8.8929 | -13.4159 |  | 6.5563 | 6.1797 | 6.0312 | 6.0666 | 5.8619 | 5.7598 | 5.5078 | 5.1398 | 4.574 | 4.2723 | 4.0173 | 2.977 | 1.4477 | 0.51796 | 0.067431 |  | 12.3563 | 11.9797 | 11.8312 | 11.8666 | 11.6619 | 11.5598 | 11.3078 | 10.9398 | 10.374 | 10.0723 | 9.8173 | 8.777 | 7.2477 | 6.318 | 5.8674 |  | 6.5563 | 6.1851 | 5.6255 | 5.3512 | 4.8625 | 4.4898 | 4.1568 | 3.9097 | 3.4988 | 3.1021 | 2.6751 | 1.1369 | -0.91225 | -2.1617 | -2.7289 |  | 12.3563 | 11.9851 | 11.4255 | 11.1512 | 10.6625 | 10.2898 | 9.9568 | 9.7097 | 9.2988 | 8.9021 | 8.4751 | 6.9369 | 4.8877 | 3.6383 | 3.0711 |  | 6.5563 | 6.0385 | 5.4948 | 5.2458 | 4.7603 | 4.3664 | 4.0362 | 3.8486 | 3.4714 | 2.9343 | 2.3223 | -1.1246 | -10.4488 | -17.1928 | -21.151 |  | 12.3563 | 11.8385 | 11.2948 | 11.0458 | 10.5603 | 10.1664 | 9.8362 | 9.6486 | 9.2714 | 8.7343 | 8.1223 | 4.6754 | -4.6488 | -11.3928 | -15.351 |  | 6.5563 | 6.0182 | 5.4876 | 5.2319 | 4.6675 | 4.2638 | 3.9048 | 3.4608 | 1.8711 | 0.066813 | -1.6081 | -6.7365 | -14.4679 | -19.531 | -20.755 |  | 12.3563 | 11.8182 | 11.2876 | 11.0319 | 10.4675 | 10.0638 | 9.7048 | 9.2608 | 7.6711 | 5.8668 | 4.1919 | -0.93654 | -8.6679 | -13.731 | -14.955 |  | 357056 | 400663 | GOLBORNE | BOLD
| Ashton (Ribble) | 4.7585 | 2.9604 | 2.3106 | 2.1998 | 1.8969 | 1.5791 | 1.271 | 1.0353 | 0.68555 | 0.4324 | 0.23083 | -0.92975 | -3.6836 | -5.8655 | -7.3714 |  | 4.2585 | 2.4604 | 1.8106 | 1.6998 | 1.3969 | 1.0791 | 0.77098 | 0.53526 | 0.18555 | -0.067603 | -0.26917 | -1.4297 | -4.1836 | -6.3655 | -7.8714 |  | 4.7585 | 3.9327 | 3.7065 | 3.7356 | 3.6037 | 3.4792 | 3.2931 | 3.0563 | 2.7017 | 2.5154 | 2.3555 | 1.787 | 1.1092 | 0.69727 | 0.5791 |  | 4.2585 | 3.4327 | 3.2065 | 3.2356 | 3.1037 | 2.9792 | 2.7931 | 2.5563 | 2.2017 | 2.0154 | 1.8555 | 1.287 | 0.60918 | 0.19727 | 0.079098 |  | 4.7585 | 3.3799 | 2.8435 | 2.7553 | 2.5077 | 2.2775 | 2.0697 | 1.907 | 1.5982 | 1.3503 | 1.1341 | 0.4374 | -0.35604 | -0.80497 | -0.81112 |  | 4.2585 | 2.8799 | 2.3435 | 2.2553 | 2.0077 | 1.7775 | 1.5697 | 1.407 | 1.0982 | 0.8503 | 0.63413 | -0.062602 | -0.85604 | -1.305 | -1.3111 |  | 4.7585 | 2.3683 | 1.6233 | 1.5513 | 1.2744 | 1.0067 | 0.77658 | 0.63894 | 0.3654 | 0.15598 | 0.0018455 | -1.0308 | -3.5508 | -5.5643 | -6.9013 |  | 4.2585 | 1.8683 | 1.1233 | 1.0513 | 0.77435 | 0.50666 | 0.27658 | 0.13894 | -0.1346 | -0.34402 | -0.49815 | -1.5308 | -4.0508 | -6.0643 | -7.4013 |  | 4.7585 | 2.0694 | 1.2635 | 1.1943 | 0.91722 | 0.66667 | 0.45605 | 0.28431 | -0.37083 | -0.98806 | -1.5616 | -3.3265 | -5.6283 | -7.083 | -6.8138 |  | 4.2585 | 1.5694 | 0.76346 | 0.6943 | 0.41722 | 0.16667 | -0.043947 | -0.21569 | -0.87083 | -1.4881 | -2.0616 | -3.8265 | -6.1283 | -7.583 | -7.3138 |  | 350275 | 430526 | RIBBLE | PENWORTHAM
| Ashton On Mersey | 11.1814 | 8.0122 | 7.3359 | 7.1594 | 6.6845 | 6.2512 | 5.8655 | 5.3111 | 4.9392 | 4.6052 | 4.2772 | 2.4416 | -2.4898 | -6.4022 | -9.3922 |  | 15.3214 | 12.1522 | 11.4759 | 11.2994 | 10.8245 | 10.3912 | 10.0055 | 9.4511 | 9.0792 | 8.7452 | 8.4172 | 6.5816 | 1.6502 | -2.2622 | -5.2522 |  | 11.1814 | 10.464 | 10.3993 | 10.4568 | 10.2133 | 10.0372 | 9.8279 | 9.3675 | 8.9841 | 8.7195 | 8.517 | 7.8359 | 6.9387 | 6.504 | 6.2065 |  | 15.3214 | 14.604 | 14.5393 | 14.5968 | 14.3533 | 14.1772 | 13.9679 | 13.5075 | 13.1241 | 12.8595 | 12.657 | 11.9759 | 11.0787 | 10.644 | 10.3465 |  | 11.1814 | 10.2441 | 9.8584 | 9.6738 | 9.2794 | 8.9612 | 8.7015 | 8.2797 | 7.9787 | 7.6738 | 7.3544 | 6.4655 | 5.298 | 4.7433 | 4.4778 |  | 15.3214 | 14.3841 | 13.9984 | 13.8138 | 13.4194 | 13.1012 | 12.8415 | 12.4197 | 12.1187 | 11.8138 | 11.4944 | 10.6055 | 9.438 | 8.8833 | 8.6178 |  | 11.1814 | 6.9329 | 6.179 | 6.0434 | 5.5975 | 5.2363 | 4.9672 | 4.546 | 4.2743 | 3.9977 | 3.7345 | 2.0595 | -2.5609 | -6.0397 | -8.7289 |  | 15.3214 | 11.0729 | 10.319 | 10.1834 | 9.7375 | 9.3763 | 9.1072 | 8.686 | 8.4143 | 8.1377 | 7.8745 | 6.1995 | 1.5791 | -1.8997 | -4.5889 |  | 11.1814 | 6.4041 | 5.6203 | 5.5058 | 5.0811 | 4.758 | 4.5268 | 4.0161 | 2.9978 | 1.9423 | 0.87885 | -2.176 | -6.5702 | -9.0347 | -8.6366 |  | 15.3214 | 10.5441 | 9.7603 | 9.6458 | 9.2211 | 8.898 | 8.6668 | 8.1561 | 7.1378 | 6.0823 | 5.0188 | 1.964 | -2.4302 | -4.8947 | -4.4966 |  | 377188 | 392252 | SALE | CARRINGTON
| Ashton Under Lyne T11 & T12 | 5.3744 | 4.7816 | 4.3779 | 3.999 | 3.607 | 3.1201 | 2.7075 | 2.289 | 1.7652 | 1.4111 | 1.0606 | -0.5907 | -5.004 | -9.3462 | -12.4532 |  | 9.5114 | 8.9186 | 8.5149 | 8.136 | 7.744 | 7.2571 | 6.8445 | 6.426 | 5.9022 | 5.5481 | 5.1976 | 3.5463 | -0.86703 | -5.2092 | -8.3162 |  | 5.3744 | 4.7997 | 4.7646 | 4.7032 | 4.6311 | 4.5037 | 4.3235 | 3.9757 | 3.4394 | 3.2755 | 3.0921 | 2.6808 | 1.8799 | 1.3035 | 0.99527 |  | 9.5114 | 8.9367 | 8.9016 | 8.8402 | 8.7681 | 8.6407 | 8.4605 | 8.1127 | 7.5764 | 7.4125 | 7.2291 | 6.8178 | 6.0169 | 5.4405 | 5.1323 |  | 5.3744 | 4.8963 | 4.5334 | 4.1927 | 3.8532 | 3.4469 | 3.1265 | 2.7778 | 2.292 | 1.9501 | 1.5938 | 0.74333 | -0.3367 | -0.93099 | -1.0603 |  | 9.5114 | 9.0333 | 8.6704 | 8.3297 | 7.9902 | 7.5839 | 7.2635 | 6.9148 | 6.429 | 6.0871 | 5.7308 | 4.8803 | 3.8003 | 3.206 | 3.0767 |  | 5.3744 | 4.7784 | 4.4019 | 4.037 | 3.65 | 3.1839 | 2.805 | 2.4343 | 1.9199 | 1.5672 | 1.2282 | -0.3507 | -4.5069 | -8.1962 | -11.0781 |  | 9.5114 | 8.9154 | 8.5389 | 8.174 | 7.787 | 7.3209 | 6.942 | 6.5713 | 6.0569 | 5.7042 | 5.3652 | 3.7863 | -0.36989 | -4.0592 | -6.9411 |  | 5.3744 | 4.8174 | 4.5014 | 4.1898 | 3.8598 | 3.461 | 3.1462 | 2.7369 | 1.5744 | 0.51709 | -0.54414 | -3.3626 | -7.587 | -10.5215 | -9.9358 |  | 9.5114 | 8.9544 | 8.6384 | 8.3268 | 7.9968 | 7.598 | 7.2832 | 6.8739 | 5.7114 | 4.6541 | 3.5929 | 0.77439 | -3.45 | -6.3845 | -5.7988 |  | 393275 | 399319 | HARTSHEAD-HEYROD | STALYBRIDGE
| Ashton Under Lyne T13 | 6.7905 | 6.6536 | 6.5143 | 6.4778 | 6.3103 | 6.1803 | 6.0737 | 5.9242 | 5.7807 | 5.6331 | 5.5427 | 4.9603 | 3.3204 | 2.0309 | 1.084 |  | 11.5405 | 11.4036 | 11.2643 | 11.2278 | 11.0603 | 10.9303 | 10.8237 | 10.6742 | 10.5307 | 10.3831 | 10.2927 | 9.7103 | 8.0704 | 6.7809 | 5.834 |  | 6.7905 | 6.6361 | 6.6386 | 6.7306 | 6.6996 | 6.7192 | 6.7188 | 6.6538 | 6.5237 | 6.4775 | 6.4798 | 6.3705 | 6.2668 | 6.2173 | 6.2068 |  | 11.5405 | 11.3861 | 11.3886 | 11.4806 | 11.4496 | 11.4692 | 11.4688 | 11.4038 | 11.2737 | 11.2275 | 11.2298 | 11.1205 | 11.0168 | 10.9673 | 10.9568 |  | 6.7905 | 6.667 | 6.5371 | 6.5129 | 6.3625 | 6.2566 | 6.1778 | 6.0642 | 5.9326 | 5.7892 | 5.6956 | 5.4215 | 5.0489 | 4.8654 | 4.8136 |  | 11.5405 | 11.417 | 11.2871 | 11.2629 | 11.1125 | 11.0066 | 10.9278 | 10.8142 | 10.6826 | 10.5392 | 10.4456 | 10.1715 | 9.7989 | 9.6154 | 9.5636 |  | 6.7905 | 6.667 | 6.5398 | 6.5098 | 6.3469 | 6.2256 | 6.1309 | 5.9989 | 5.8577 | 5.7134 | 5.6298 | 5.0815 | 3.5475 | 2.3617 | 1.5246 |  | 11.5405 | 11.417 | 11.2898 | 11.2598 | 11.0969 | 10.9756 | 10.8809 | 10.7489 | 10.6077 | 10.4634 | 10.3798 | 9.8315 | 8.2975 | 7.1117 | 6.2746 |  | 6.7905 | 6.6844 | 6.5766 | 6.5631 | 6.4184 | 6.3166 | 6.2303 | 6.0607 | 5.6625 | 5.2493 | 4.8943 | 3.8829 | 2.4255 | 1.5211 | 1.781 |  | 11.5405 | 11.4344 | 11.3266 | 11.3131 | 11.1684 | 11.0666 | 10.9803 | 10.8107 | 10.4125 | 9.9993 | 9.6443 | 8.6329 | 7.1755 | 6.2711 | 6.531 |  | 393285 | 399329 | HARTSHEAD-HEYROD | STALYBRIDGE
| Ashwood Dale | 6.2908 | 5.5757 | 5.2089 | 5.031 | 4.6058 | 4.2268 | 3.93 | 3.5018 | 3.1255 | 2.7632 | 2.5493 | 0.7958 | -4.5129 | -8.7261 | -11.7634 |  | 13.5718 | 12.8567 | 12.4899 | 12.312 | 11.8868 | 11.5078 | 11.211 | 10.7828 | 10.4065 | 10.0442 | 9.8303 | 8.0768 | 2.7681 | -1.4451 | -4.4824 |  | 6.2908 | 5.5905 | 5.4427 | 5.4326 | 5.1737 | 4.986 | 4.7851 | 4.3614 | 3.9362 | 3.7087 | 3.5861 | 3.1118 | 2.3474 | 1.8701 | 1.5314 |  | 13.5718 | 12.8715 | 12.7237 | 12.7136 | 12.4547 | 12.267 | 12.0661 | 11.6424 | 11.2172 | 10.9897 | 10.8671 | 10.3928 | 9.6284 | 9.1511 | 8.8124 |  | 6.2908 | 5.6809 | 5.3718 | 5.2553 | 4.9236 | 4.6818 | 4.543 | 4.2437 | 3.9515 | 3.6384 | 3.4352 | 2.7407 | 1.719 | 1.0985 | 0.81985 |  | 13.5718 | 12.9619 | 12.6528 | 12.5363 | 12.2046 | 11.9628 | 11.824 | 11.5247 | 11.2325 | 10.9194 | 10.7162 | 10.0217 | 9 | 8.3795 | 8.1009 |  | 6.2908 | 5.5788 | 5.2398 | 5.0893 | 4.6981 | 4.3652 | 4.1288 | 3.775 | 3.4583 | 3.1488 | 2.988 | 1.3301 | -3.8004 | -7.8324 | -10.6701 |  | 13.5718 | 12.8598 | 12.5208 | 12.3703 | 11.9791 | 11.6462 | 11.4098 | 11.056 | 10.7393 | 10.4298 | 10.269 | 8.6111 | 3.4806 | -0.55138 | -3.3891 |  | 6.2908 | 5.6288 | 5.3553 | 5.2542 | 4.9204 | 4.6594 | 4.4958 | 4.1014 | 2.9508 | 1.7523 | 0.66903 | -2.6103 | -7.3913 | -10.215 | -9.6981 |  | 13.5718 | 12.9098 | 12.6363 | 12.5352 | 12.2014 | 11.9404 | 11.7768 | 11.3824 | 10.2318 | 9.0333 | 7.95 | 4.6707 | -0.11034 | -2.934 | -2.4171 |  | 406537 | 373050 | BUXTON | STALYBRIDGE
| Askam & Dalton | 4.1412 | 3.0967 | 2.353 | 1.9826 | 1.1569 | 0.31872 | -0.19971 | -0.9168 | -1.7296 | -2.3536 | -2.7483 | -5.5789 | -12.7761 | -17.7919 | -21.3262 |  | 11.1212 | 10.0767 | 9.333 | 8.9626 | 8.1369 | 7.2987 | 6.7803 | 6.0632 | 5.2504 | 4.6264 | 4.2317 | 1.4011 | -5.7961 | -10.8119 | -14.3462 |  | 4.1412 | 3.3924 | 3.2533 | 3.3968 | 3.1359 | 2.9487 | 2.9295 | 2.4823 | 1.9051 | 1.636 | 1.4857 | 0.6994 | -0.6759 | -1.7403 | -2.1967 |  | 11.1212 | 10.3724 | 10.2333 | 10.3768 | 10.1159 | 9.9287 | 9.9095 | 9.4623 | 8.8851 | 8.616 | 8.4657 | 7.6794 | 6.3041 | 5.2397 | 4.7833 |  | 4.1412 | 3.4418 | 2.8519 | 2.6748 | 2.1411 | 1.7088 | 1.6178 | 1.261 | 0.5794 | -0.04387 | -0.53072 | -2.1081 | -3.924 | -4.9267 | -4.553 |  | 11.1212 | 10.4218 | 9.8319 | 9.6548 | 9.1211 | 8.6888 | 8.5978 | 8.241 | 7.5594 | 6.9361 | 6.4493 | 4.8719 | 3.056 | 2.0533 | 2.427 |  | 4.1412 | 3.0525 | 2.3451 | 2.0198 | 1.251 | 0.50946 | 0.12612 | -0.42318 | -1.0911 | -1.6172 | -1.9117 | -4.546 | -11.3447 | -16.0214 | -19.2742 |  | 11.1212 | 10.0325 | 9.3251 | 8.9998 | 8.231 | 7.4895 | 7.1061 | 6.5568 | 5.8889 | 5.3628 | 5.0683 | 2.434 | -4.3647 | -9.0414 | -12.2942 |  | 4.1412 | 3.0654 | 2.3904 | 2.0691 | 1.2751 | 0.65086 | 0.40292 | -0.1104 | -1.7854 | -3.4566 | -4.9628 | -9.5973 | -15.4301 | -18.5256 | -17.2974 |  | 11.1212 | 10.0454 | 9.3704 | 9.0491 | 8.2551 | 7.6309 | 7.3829 | 6.8696 | 5.1946 | 3.5234 | 2.0172 | -2.6173 | -8.4501 | -11.5456 | -10.3174 |  | 321558 | 477806 | ULVERSTON | HARKER
| Askerton Castle | 0.96109 | 1.0198 | 0.97076 | 0.92326 | 0.87738 | 0.82554 | 0.77919 | 0.70277 | 0.66833 | 0.60414 | 0.54285 | 0.36867 | 0.15781 | 0.070477 | 0.0514 |  | 1.6611 | 1.7198 | 1.6708 | 1.6233 | 1.5774 | 1.5255 | 1.4792 | 1.4028 | 1.3683 | 1.3041 | 1.2428 | 1.0687 | 0.85781 | 0.77048 | 0.7514 |  | 0.96109 | 1.0182 | 1.0243 | 1.031 | 1.0489 | 1.0751 | 1.0765 | 1.0306 | 0.96855 | 0.95104 | 0.92447 | 0.84982 | 0.79079 | 0.77172 | 0.79756 |  | 1.6611 | 1.7182 | 1.7243 | 1.731 | 1.7489 | 1.7751 | 1.7765 | 1.7306 | 1.6685 | 1.651 | 1.6245 | 1.5498 | 1.4908 | 1.4717 | 1.4976 |  | 0.96109 | 1.0216 | 0.97443 | 0.93012 | 0.87974 | 0.8293 | 0.78435 | 0.70905 | 0.6902 | 0.63583 | 0.58508 | 0.45512 | 0.27703 | 0.1805 | 0.19333 |  | 1.6611 | 1.7216 | 1.6744 | 1.6301 | 1.5797 | 1.5293 | 1.4843 | 1.4091 | 1.3902 | 1.3358 | 1.2851 | 1.1551 | 0.97703 | 0.8805 | 0.89333 |  | 0.96109 | 1.0227 | 0.97494 | 0.92308 | 0.86094 | 0.79732 | 0.73856 | 0.64911 | 0.59459 | 0.52007 | 0.45273 | 0.25677 | 0.039398 | -0.034471 | -0.059062 |  | 1.6611 | 1.7227 | 1.6749 | 1.6231 | 1.5609 | 1.4973 | 1.4386 | 1.3491 | 1.2946 | 1.2201 | 1.1527 | 0.95677 | 0.7394 | 0.66553 | 0.64094 |  | 0.96109 | 1.0237 | 0.97622 | 0.92609 | 0.86553 | 0.79841 | 0.74641 | 0.65869 | 0.59847 | 0.50793 | 0.42272 | 0.20242 | -0.00020351 | -0.054957 | -0.037465 |  | 1.6611 | 1.7237 | 1.6762 | 1.6261 | 1.5655 | 1.4984 | 1.4464 | 1.3587 | 1.2985 | 1.2079 | 1.1227 | 0.90242 | 0.6998 | 0.64504 | 0.66254 |  | 354779 | 568913 | - | HARKER
| Aspatria | 5.7449 | 5.1067 | 4.7347 | 4.4765 | 4.0789 | 3.639 | 3.2738 | 2.9336 | 2.5157 | 2.1839 | 1.9194 | 0.48095 | -2.7632 | -4.9758 | -6.626 |  | 7.7449 | 7.1067 | 6.7347 | 6.4765 | 6.0789 | 5.639 | 5.2738 | 4.9336 | 4.5157 | 4.1839 | 3.9194 | 2.481 | -0.76317 | -2.9758 | -4.626 |  | 5.7449 | 5.2571 | 5.1468 | 5.1107 | 4.9503 | 4.7908 | 4.6473 | 4.4192 | 4.0953 | 3.9443 | 3.8335 | 3.2576 | 2.2007 | 1.3263 | 0.76099 |  | 7.7449 | 7.2571 | 7.1468 | 7.1107 | 6.9503 | 6.7908 | 6.6473 | 6.4192 | 6.0953 | 5.9443 | 5.8335 | 5.2576 | 4.2007 | 3.3263 | 2.761 |  | 5.7449 | 5.2528 | 4.9616 | 4.8088 | 4.56 | 4.3271 | 4.18 | 4.0108 | 3.6311 | 3.2912 | 2.9933 | 2.009 | 0.85839 | 0.12153 | 0.10153 |  | 7.7449 | 7.2528 | 6.9616 | 6.8088 | 6.56 | 6.3271 | 6.18 | 6.0108 | 5.6311 | 5.2912 | 4.9933 | 4.009 | 2.8584 | 2.1215 | 2.1015 |  | 5.7449 | 5.0701 | 4.7112 | 4.4732 | 4.1 | 3.6993 | 3.3907 | 3.1197 | 2.7606 | 2.4648 | 2.2444 | 0.86303 | -2.2516 | -4.3268 | -5.7914 |  | 7.7449 | 7.0701 | 6.7112 | 6.4732 | 6.1 | 5.6993 | 5.3907 | 5.1197 | 4.7606 | 4.4648 | 4.2444 | 2.863 | -0.25159 | -2.3268 | -3.7914 |  | 5.7449 | 5.0728 | 4.7266 | 4.4772 | 4.1103 | 3.7554 | 3.4975 | 3.2379 | 2.4654 | 1.7055 | 0.98099 | -1.2146 | -3.9458 | -5.3581 | -5.0211 |  | 7.7449 | 7.0728 | 6.7266 | 6.4772 | 6.1103 | 5.7554 | 5.4975 | 5.2379 | 4.4654 | 3.7055 | 2.981 | 0.7854 | -1.9458 | -3.3581 | -3.0211 |  | 314417 | 542840 | STAINBURN & SIDDICK | HARKER
| Atherton Town Centre | 8.5324 | 5.5028 | 3.7687 | 2.8172 | 0.31202 | -1.9166 | -3.6199 | -5.174 | -6.6924 | -7.2708 | -7.7977 | -12.0115 | -23.2307 | -32.6861 | -39.3619 |  | 20.2924 | 17.2628 | 15.5287 | 14.5772 | 12.072 | 9.8434 | 8.1401 | 6.586 | 5.0676 | 4.4892 | 3.9623 | -0.25154 | -11.4707 | -20.9261 | -27.6019 |  | 8.5324 | 6.6088 | 5.7851 | 5.436 | 4.0033 | 2.8485 | 1.7547 | 0.49638 | -0.91363 | -1.3906 | -1.8601 | -3.5768 | -5.4926 | -6.8667 | -7.6271 |  | 20.2924 | 18.3688 | 17.5451 | 17.196 | 15.7633 | 14.6085 | 13.5147 | 12.2564 | 10.8464 | 10.3694 | 9.8999 | 8.1832 | 6.2674 | 4.8933 | 4.1329 |  | 8.5324 | 6.5895 | 5.0796 | 4.196 | 1.8331 | -0.18462 | -1.6335 | -3.0024 | -4.4035 | -4.951 | -5.4932 | -7.4659 | -9.6579 | -11.2023 | -11.8093 |  | 20.2924 | 18.3495 | 16.8396 | 15.956 | 13.5931 | 11.5754 | 10.1265 | 8.7576 | 7.3565 | 6.809 | 6.2668 | 4.2941 | 2.1021 | 0.55769 | -0.049282 |  | 8.5324 | 5.0186 | 3.2985 | 2.4194 | -0.0069559 | -2.0967 | -3.5999 | -4.9068 | -6.2213 | -6.6846 | -7.0963 | -11.1432 | -22.0469 | -31.1399 | -37.2317 |  | 20.2924 | 16.7786 | 15.0585 | 14.1794 | 11.753 | 9.6633 | 8.1601 | 6.8532 | 5.5387 | 5.0754 | 4.6637 | 0.61681 | -10.2869 | -19.3799 | -25.4717 |  | 8.5324 | 4.8522 | 3.2135 | 2.4218 | 0.07449 | -1.9159 | -3.3368 | -4.903 | -8.0548 | -10.4245 | -12.7741 | -20.1455 | -30.1868 | -36.5078 | -35.5175 |  | 20.2924 | 16.6122 | 14.9735 | 14.1818 | 11.8345 | 9.8441 | 8.4232 | 6.857 | 3.7052 | 1.3355 | -1.0141 | -8.3855 | -18.4268 | -24.7478 | -23.7575 |  | 367546 | 403338 | ATHERTON | KEARSLEY
| Athletic St | 7.9223 | 7.0914 | 6.9112 | 6.6379 | 6.2853 | 5.8567 | 5.4999 | 5.3195 | 4.9706 | 4.6837 | 4.3864 | 2.7468 | -2.0781 | -5.8348 | -8.3633 |  | 11.4223 | 10.5914 | 10.4112 | 10.1379 | 9.7853 | 9.3567 | 8.9999 | 8.8195 | 8.4706 | 8.1837 | 7.8864 | 6.2468 | 1.4219 | -2.3348 | -4.8633 |  | 7.9223 | 7.063 | 7.0577 | 6.943 | 6.7059 | 6.432 | 6.1633 | 5.9452 | 5.5197 | 5.3095 | 5.1891 | 4.6824 | 4.0235 | 3.6532 | 3.4633 |  | 11.4223 | 10.563 | 10.5577 | 10.443 | 10.2059 | 9.932 | 9.6633 | 9.4452 | 9.0197 | 8.8095 | 8.6891 | 8.1824 | 7.5235 | 7.1532 | 6.9633 |  | 7.9223 | 7.1232 | 6.9752 | 6.7504 | 6.4689 | 6.1577 | 5.9368 | 5.8581 | 5.566 | 5.3024 | 5.0097 | 4.3788 | 3.548 | 3.1003 | 2.9984 |  | 11.4223 | 10.6232 | 10.4752 | 10.2504 | 9.9689 | 9.6577 | 9.4368 | 9.3581 | 9.066 | 8.8024 | 8.5097 | 7.8788 | 7.048 | 6.6003 | 6.4984 |  | 7.9223 | 7.1192 | 6.9711 | 6.7325 | 6.4032 | 6.0369 | 5.7685 | 5.7037 | 5.4384 | 5.2127 | 5.0196 | 3.4441 | -1.0753 | -4.6409 | -6.9847 |  | 11.4223 | 10.6192 | 10.4711 | 10.2325 | 9.9032 | 9.5369 | 9.2685 | 9.2037 | 8.9384 | 8.7127 | 8.5196 | 6.9441 | 2.4247 | -1.1409 | -3.4847 |  | 7.9223 | 7.1704 | 7.0745 | 6.8513 | 6.5785 | 6.268 | 6.0515 | 5.868 | 4.8046 | 3.7197 | 2.6009 | -0.36248 | -4.5529 | -6.9107 | -6.1688 |  | 11.4223 | 10.6704 | 10.5745 | 10.3513 | 10.0785 | 9.768 | 9.5515 | 9.368 | 8.3046 | 7.2197 | 6.1009 | 3.1375 | -1.0529 | -3.4107 | -2.6688 |  | 385381 | 432208 | BURNLEY | ROCHDALE
| Avenham | 12.2391 | 11.8311 | 11.6217 | 11.2501 | 10.9725 | 10.7673 | 10.6198 | 10.3564 | 10.1156 | 10.0294 | 9.817 | 9.403 | 8.414 | 7.2449 | 6.3352 |  | 16.8391 | 16.4311 | 16.2217 | 15.8501 | 15.5725 | 15.3673 | 15.2198 | 14.9564 | 14.7156 | 14.6294 | 14.417 | 14.003 | 13.014 | 11.8449 | 10.9352 |  | 12.2391 | 12.0977 | 12.1227 | 11.8983 | 11.7541 | 11.6773 | 11.4881 | 10.9651 | 10.2014 | 10.0965 | 10.0405 | 9.9903 | 9.9374 | 9.8743 | 10.0484 |  | 16.8391 | 16.6977 | 16.7227 | 16.4983 | 16.3541 | 16.2773 | 16.0881 | 15.5651 | 14.8014 | 14.6965 | 14.6405 | 14.5903 | 14.5374 | 14.4743 | 14.6484 |  | 12.2391 | 12.1467 | 12 | 11.6411 | 11.375 | 11.1823 | 11.0462 | 10.7969 | 10.5627 | 10.4757 | 10.2644 | 9.9582 | 9.5072 | 9.349 | 9.2724 |  | 16.8391 | 16.7467 | 16.6 | 16.2411 | 15.975 | 15.7823 | 15.6462 | 15.3969 | 15.1627 | 15.0757 | 14.8644 | 14.5582 | 14.1072 | 13.949 | 13.8724 |  | 12.2391 | 11.6999 | 11.4809 | 11.1192 | 10.8488 | 10.6585 | 10.5321 | 10.2949 | 10.0648 | 9.9881 | 9.7892 | 9.4346 | 8.602 | 7.7019 | 6.9548 |  | 16.8391 | 16.2999 | 16.0809 | 15.7192 | 15.4488 | 15.2585 | 15.1321 | 14.8949 | 14.6648 | 14.5881 | 14.3892 | 14.0346 | 13.202 | 12.3019 | 11.5548 |  | 12.2391 | 11.6608 | 11.4684 | 11.1494 | 10.9246 | 10.782 | 10.7038 | 10.5155 | 10.2247 | 10.0367 | 9.7229 | 9.1161 | 7.9454 | 7.012 | 7.2358 |  | 16.8391 | 16.2608 | 16.0684 | 15.7494 | 15.5246 | 15.382 | 15.3038 | 15.1155 | 14.8247 | 14.6367 | 14.3229 | 13.7161 | 12.5454 | 11.612 | 11.8358 |  | 354028 | 429192 | PRESTON EAST | PENWORTHAM
| Baguley | 7.3603 | 6.5556 | 6.3661 | 5.5391 | 4.4417 | 3.4454 | 7.6063 | 6.3246 | 5.8593 | 5.4672 | 5.2287 | 3.0052 | -3.4859 | -8.4889 | -12.6588 |  | 11.9973 | 11.1926 | 11.0031 | 10.1761 | 9.0787 | 8.0824 | 7.2433 | 5.9616 | 5.4963 | 5.1042 | 4.8657 | 2.6422 | -3.8489 | -8.8519 | -13.0218 |  | 7.3603 | 6.524 | 6.6718 | 6.5015 | 6.064 | 5.7659 | 10.5068 | 9.6868 | 9.2127 | 8.9612 | 8.8033 | 7.9274 | 6.6232 | 5.9077 | 5.3587 |  | 11.9973 | 11.161 | 11.3088 | 11.1385 | 10.701 | 10.4029 | 10.1438 | 9.3238 | 8.8497 | 8.5982 | 8.4403 | 7.5644 | 6.2602 | 5.5447 | 4.9957 |  | 7.3603 | 6.6059 | 6.4762 | 5.7271 | 4.7509 | 3.9451 | 8.3254 | 7.2347 | 6.8881 | 6.5554 | 6.3272 | 5.2168 | 3.5536 | 2.6464 | 2.2624 |  | 11.9973 | 11.2429 | 11.1132 | 10.3641 | 9.3879 | 8.5821 | 7.9624 | 6.8717 | 6.5251 | 6.1924 | 5.9642 | 4.8538 | 3.1906 | 2.2834 | 1.8994 |  | 7.3603 | 6.6008 | 6.4621 | 5.6733 | 4.6224 | 3.6976 | 7.9623 | 6.8177 | 6.4537 | 6.1083 | 5.8925 | 3.4121 | -2.9081 | -7.7546 | -11.4934 |  | 11.9973 | 11.2378 | 11.0991 | 10.3103 | 9.2594 | 8.3346 | 7.5993 | 6.4547 | 6.0907 | 5.7453 | 5.5295 | 3.0491 | -3.2711 | -8.1176 | -11.8564 |  | 7.3603 | 6.657 | 6.5721 | 5.8073 | 4.7756 | 3.887 | 8.1729 | 6.9443 | 5.6117 | 4.2413 | 2.9984 | -1.1485 | -7.1977 | -10.6579 | -10.4912 |  | 11.9973 | 11.294 | 11.2091 | 10.4443 | 9.4126 | 8.524 | 7.8099 | 6.5813 | 5.2487 | 3.8783 | 2.6354 | -1.5115 | -7.5607 | -11.0209 | -10.8542 |  | 380562 | 389035 | SALE | CARRINGTON
| Bamber Bridge | 9.597 | 6.4566 | 5.6214 | 5.4144 | 5.0249 | 4.6209 | 4.2725 | 3.9927 | 3.5518 | 3.2218 | 2.9372 | 0.86472 | -4.408 | -9.0679 | -12.3428 |  | 13.734 | 10.5936 | 9.7584 | 9.5514 | 9.1619 | 8.7579 | 8.4095 | 8.1297 | 7.6888 | 7.3588 | 7.0742 | 5.0017 | -0.27105 | -4.9309 | -8.2058 |  | 9.597 | 8.2646 | 8.0489 | 8.0024 | 7.7896 | 7.5854 | 7.3314 | 7.0047 | 6.4784 | 6.2228 | 5.9968 | 5.0951 | 4.0247 | 3.0563 | 2.5172 |  | 13.734 | 12.4016 | 12.1859 | 12.1394 | 11.9266 | 11.7224 | 11.4684 | 11.1417 | 10.6154 | 10.3598 | 10.1338 | 9.2321 | 8.1617 | 7.1933 | 6.6542 |  | 9.597 | 7.8474 | 7.3211 | 7.1216 | 6.7711 | 6.4383 | 6.167 | 5.9424 | 5.5285 | 5.1992 | 4.9042 | 3.7964 | 2.482 | 1.3481 | 0.83722 |  | 13.734 | 11.9844 | 11.4581 | 11.2586 | 10.9081 | 10.5753 | 10.304 | 10.0794 | 9.6655 | 9.3362 | 9.0412 | 7.9334 | 6.619 | 5.4851 | 4.9742 |  | 9.597 | 5.5437 | 4.5595 | 4.396 | 4.036 | 3.6632 | 3.3665 | 3.1553 | 2.7488 | 2.4053 | 2.1156 | -0.13854 | -5.5736 | -10.1792 | -12.9256 |  | 13.734 | 9.6807 | 8.6965 | 8.533 | 8.173 | 7.8002 | 7.5035 | 7.2923 | 6.8858 | 6.5423 | 6.2526 | 3.9985 | -1.4366 | -6.0422 | -8.7886 |  | 9.597 | 5.1193 | 4.091 | 3.9661 | 3.6187 | 3.2676 | 2.9771 | 2.6177 | 1.3964 | 0.22768 | -0.905 | -4.6099 | -9.6745 | -12.9774 | -12.6115 |  | 13.734 | 9.2563 | 8.228 | 8.1031 | 7.7557 | 7.4046 | 7.1141 | 6.7547 | 5.5334 | 4.3647 | 3.232 | -0.47294 | -5.5375 | -8.8404 | -8.4745 |  | 356431 | 426698 | RIBBLE | PENWORTHAM
| Barbara St | 3.7365 | 0.98499 | 0.32648 | 0.20444 | -0.22017 | -0.47001 | -0.80537 | -0.99576 | -1.3505 | -1.535 | -1.6994 | -3.4382 | -8.7137 | -13.1969 | -16.1247 |  | 10.6365 | 7.885 | 7.2265 | 7.1044 | 6.6798 | 6.43 | 6.0946 | 5.9042 | 5.5495 | 5.365 | 5.2006 | 3.4618 | -1.8137 | -6.2969 | -9.2247 |  | 3.7365 | 2.5859 | 2.3873 | 2.4543 | 2.264 | 2.2551 | 2.0902 | 1.887 | 1.49 | 1.411 | 1.314 | 0.89893 | 0.50498 | 0.15651 | 0.087497 |  | 10.6365 | 9.4859 | 9.2873 | 9.3543 | 9.164 | 9.1551 | 8.9902 | 8.787 | 8.39 | 8.311 | 8.214 | 7.7989 | 7.405 | 7.0565 | 6.9875 |  | 3.7365 | 1.8516 | 1.3358 | 1.2521 | 0.91137 | 0.77625 | 0.58324 | 0.44696 | 0.19903 | 0.031406 | -0.21798 | -0.74789 | -1.4024 | -1.9294 | -1.9585 |  | 10.6365 | 8.7516 | 8.2358 | 8.1521 | 7.8114 | 7.6763 | 7.4832 | 7.347 | 7.099 | 6.9314 | 6.682 | 6.1521 | 5.4976 | 4.9706 | 4.9415 |  | 3.7365 | 0.039132 | -0.70562 | -0.8005 | -1.1981 | -1.4446 | -1.6814 | -1.9022 | -2.1567 | -2.3608 | -2.627 | -4.0624 | -9.0726 | -13.3751 | -15.9994 |  | 10.6365 | 6.9391 | 6.1944 | 6.0995 | 5.7019 | 5.4554 | 5.2186 | 4.9978 | 4.7433 | 4.5392 | 4.273 | 2.8376 | -2.1726 | -6.4751 | -9.0994 |  | 3.7365 | -0.42908 | -1.1775 | -1.2705 | -1.6249 | -1.8656 | -2.0359 | -2.3795 | -3.5532 | -4.6812 | -5.8243 | -9.1439 | -13.7346 | -16.6353 | -15.7031 |  | 10.6365 | 6.4709 | 5.7225 | 5.6295 | 5.2751 | 5.0344 | 4.8641 | 4.5205 | 3.3468 | 2.2188 | 1.0757 | -2.2439 | -6.8346 | -9.7353 | -8.8031 |  | 370695 | 407609 | BOLTON | KEARSLEY
| Barrow | 12.1691 | 11.2669 | 10.8718 | 10.6577 | 10.2822 | 9.885 | 9.5767 | 9.3067 | 8.9931 | 8.6739 | 8.4243 | 6.3148 | 0.21872 | -4.5792 | -7.6809 |  | 10.1691 | 9.2669 | 8.8718 | 8.6577 | 8.2822 | 7.885 | 7.5767 | 7.3067 | 6.9931 | 6.6739 | 6.4243 | 4.3148 | -1.7813 | -6.5792 | -9.6809 |  | 12.1691 | 11.4002 | 11.2891 | 11.2815 | 11.106 | 10.9312 | 10.7487 | 10.4501 | 10.0713 | 9.8657 | 9.6826 | 9.0919 | 8.3778 | 8.0361 | 7.9633 |  | 10.1691 | 9.4002 | 9.2891 | 9.2815 | 9.106 | 8.9312 | 8.7487 | 8.4501 | 8.0713 | 7.8657 | 7.6826 | 7.0919 | 6.3778 | 6.0361 | 5.9633 |  | 12.1691 | 11.4498 | 11.1184 | 10.9544 | 10.661 | 10.3931 | 10.2315 | 10.0731 | 9.8162 | 9.518 | 9.2619 | 8.4909 | 7.6308 | 7.1905 | 7.2191 |  | 10.1691 | 9.4498 | 9.1184 | 8.9544 | 8.661 | 8.3931 | 8.2315 | 8.0731 | 7.8162 | 7.518 | 7.2619 | 6.4909 | 5.6308 | 5.1905 | 5.2191 |  | 12.1691 | 11.2297 | 10.8621 | 10.681 | 10.3472 | 10.0253 | 9.8253 | 9.6911 | 9.4961 | 9.265 | 9.0939 | 7.1589 | 1.3572 | -3.2208 | -6.1392 |  | 10.1691 | 9.2297 | 8.8621 | 8.681 | 8.3472 | 8.0253 | 7.8253 | 7.6911 | 7.4961 | 7.265 | 7.0939 | 5.1589 | -0.64282 | -5.2208 | -8.1392 |  | 12.1691 | 11.245 | 10.9219 | 10.7678 | 10.4696 | 10.2027 | 10.0539 | 9.759 | 8.469 | 7.0975 | 5.7926 | 1.962 | -3.3465 | -6.3497 | -5.2982 |  | 10.1691 | 9.245 | 8.9219 | 8.7678 | 8.4696 | 8.2027 | 8.0539 | 7.759 | 6.469 | 5.0975 | 3.7926 | -0.038045 | -5.3465 | -8.3497 | -7.2982 |  | 319709 | 470489 | BARROW & SANDGATE | HARKER
| Barton Dock Rd | 3.861 | 3.425 | 3.2559 | 3.0749 | 2.7859 | 2.6787 | 2.4307 | 2.2299 | 2.049 | 1.8606 | 0.79661 | -0.80297 | -2.9302 | -4.7858 | -6.2836 |  | 10.161 | 9.725 | 9.5559 | 9.3749 | 9.0859 | 8.9787 | 8.7307 | 8.5299 | 8.349 | 8.1606 | 7.0966 | 5.497 | 3.3698 | 1.5142 | 0.016357 |  | 3.861 | 3.8195 | 3.9048 | 3.9032 | 3.8645 | 3.8322 | 3.7256 | 3.5307 | 3.2991 | 3.1828 | 3.0809 | 2.672 | 2.0007 | 1.2618 | 0.63315 |  | 10.161 | 10.1195 | 10.2048 | 10.2032 | 10.1645 | 10.1322 | 10.0256 | 9.8307 | 9.5991 | 9.4828 | 9.3809 | 8.972 | 8.3007 | 7.5618 | 6.9331 |  | 3.861 | 3.7719 | 3.6526 | 3.4759 | 3.1953 | 3.0981 | 2.8681 | 2.6859 | 2.507 | 2.3221 | 1.259 | -0.09939 | -1.1552 | -2.1396 | -2.8313 |  | 10.161 | 10.0719 | 9.9526 | 9.7759 | 9.4953 | 9.3981 | 9.1681 | 8.9859 | 8.807 | 8.6221 | 7.559 | 6.2006 | 5.1448 | 4.1604 | 3.4687 |  | 3.861 | 3.2382 | 3.0645 | 2.8984 | 2.6123 | 2.5016 | 2.2344 | 2.0273 | 1.8141 | 1.5802 | 0.48555 | -1.9043 | -5.2518 | -7.1148 | -7.8611 |  | 10.161 | 9.5382 | 9.3645 | 9.1984 | 8.9123 | 8.8016 | 8.5344 | 8.3273 | 8.1141 | 7.8802 | 6.7856 | 4.3957 | 1.0482 | -0.81479 | -1.5611 |  | 3.861 | 3.1442 | 2.9671 | 2.8034 | 2.4992 | 2.3692 | 1.8468 | 0.54469 | -0.88422 | -2.1845 | -2.5431 | -4.123 | -6.4983 | -7.803 | -7.7917 |  | 10.161 | 9.4442 | 9.2671 | 9.1034 | 8.7992 | 8.6692 | 8.1468 | 6.8447 | 5.4158 | 4.1155 | 3.7569 | 2.177 | -0.19834 | -1.503 | -1.4917 |  | 378864 | 395534 | BARTON | CARRINGTON
| Bedford | 5.7556 | 5.0663 | 4.2457 | 4.019 | 3.2923 | 2.6826 | 2.177 | 1.4227 | 0.76523 | 0.32021 | -0.12003 | -2.9032 | -9.7834 | -15.6457 | -19.7185 |  | 10.2556 | 9.5663 | 8.7457 | 8.519 | 7.7923 | 7.1826 | 6.677 | 5.9227 | 5.2652 | 4.8202 | 4.38 | 1.5968 | -5.2834 | -11.1457 | -15.2185 |  | 5.7556 | 5.0436 | 4.5901 | 4.6297 | 4.171 | 3.8555 | 3.5245 | 2.7666 | 1.9965 | 1.5659 | 1.1298 | -0.32105 | -2.0971 | -3.4925 | -4.2827 |  | 10.2556 | 9.5436 | 9.0901 | 9.1297 | 8.671 | 8.3555 | 8.0245 | 7.2666 | 6.4965 | 6.0659 | 5.6298 | 4.179 | 2.4029 | 1.0075 | 0.21731 |  | 5.7556 | 5.1477 | 4.3972 | 4.2264 | 3.5909 | 3.1246 | 2.7873 | 2.1701 | 1.5564 | 1.0973 | 0.60906 | -1.0345 | -3.3417 | -4.8126 | -5.5193 |  | 10.2556 | 9.6477 | 8.8972 | 8.7264 | 8.0909 | 7.6246 | 7.2873 | 6.6701 | 6.0564 | 5.5973 | 5.1091 | 3.4655 | 1.1583 | -0.31259 | -1.0193 |  | 5.7556 | 5.087 | 4.3119 | 4.1204 | 3.4341 | 2.856 | 2.4021 | 1.7439 | 1.1569 | 0.73157 | 0.26462 | -2.4951 | -9.2314 | -14.3447 | -17.8967 |  | 10.2556 | 9.587 | 8.8119 | 8.6204 | 7.9341 | 7.356 | 6.9021 | 6.2439 | 5.6569 | 5.2316 | 4.7646 | 2.0049 | -4.7314 | -9.8447 | -13.3967 |  | 5.7556 | 5.1399 | 4.4223 | 4.2721 | 3.6535 | 3.1311 | 2.7515 | 2.0051 | 0.42242 | -1.066 | -2.575 | -7.1604 | -13.1672 | -16.9434 | -16.4882 |  | 10.2556 | 9.6399 | 8.9223 | 8.7721 | 8.1535 | 7.6311 | 7.2515 | 6.5051 | 4.9224 | 3.434 | 1.925 | -2.6604 | -8.6672 | -12.4434 | -11.9882 |  | 366258 | 399876 | ATHERTON | KEARSLEY
| Belgrave | 8.651 | 7.9758 | 7.6722 | 7.4384 | 7.1467 | 6.8922 | 6.5638 | 6.2262 | 5.942 | 5.7023 | 5.4887 | 3.9504 | -0.5525 | -4.1775 | -6.803 |  | 12.151 | 11.4758 | 11.1722 | 10.9384 | 10.6467 | 10.3922 | 10.0638 | 9.7262 | 9.442 | 9.2023 | 8.9887 | 7.4504 | 2.9475 | -0.67749 | -3.303 |  | 8.651 | 8.0512 | 7.9344 | 7.8439 | 7.6986 | 7.622 | 7.4234 | 7.1032 | 6.8041 | 6.6612 | 6.5143 | 6.0623 | 5.4596 | 5.0842 | 4.8481 |  | 12.151 | 11.5512 | 11.4344 | 11.3439 | 11.1986 | 11.122 | 10.9234 | 10.6032 | 10.3041 | 10.1612 | 10.0143 | 9.5623 | 8.9596 | 8.5842 | 8.3481 |  | 8.651 | 8.0933 | 7.8426 | 7.6588 | 7.4437 | 7.312 | 7.131 | 6.9044 | 6.6864 | 6.4722 | 6.2557 | 5.6195 | 4.8108 | 4.3315 | 4.1842 |  | 12.151 | 11.5933 | 11.3426 | 11.1588 | 10.9437 | 10.812 | 10.631 | 10.4044 | 10.1864 | 9.9722 | 9.7557 | 9.1195 | 8.3108 | 7.8315 | 7.6842 |  | 8.651 | 7.9529 | 7.6724 | 7.4628 | 7.2007 | 6.994 | 6.7342 | 6.4796 | 6.264 | 6.072 | 5.9097 | 4.4846 | 0.16523 | -3.3001 | -5.7763 |  | 12.151 | 11.4529 | 11.1724 | 10.9628 | 10.7007 | 10.494 | 10.2342 | 9.9796 | 9.764 | 9.572 | 9.4097 | 7.9846 | 3.6652 | 0.19988 | -2.2763 |  | 8.651 | 7.9676 | 7.7218 | 7.5306 | 7.2936 | 7.1294 | 6.9105 | 6.5805 | 5.6264 | 4.6489 | 3.6769 | 0.86194 | -3.1018 | -5.4738 | -5.0361 |  | 12.151 | 11.4676 | 11.2218 | 11.0306 | 10.7936 | 10.6294 | 10.4105 | 10.0805 | 9.1264 | 8.1489 | 7.1769 | 4.3619 | 0.39824 | -1.9738 | -1.5361 |  | 393008 | 403366 | GREENHILL | WHITEGATE
| Benchill | 8.2915 | 8.0104 | 7.9468 | 7.3438 | 6.7375 | 6.1168 | 5.4863 | 4.8791 | 4.7618 | 4.6527 | 4.5838 | 4.0714 | 2.5508 | 1.3472 | 0.39898 |  | 10.2915 | 10.0104 | 9.9468 | 9.3438 | 8.7375 | 8.1168 | 7.4863 | 6.8791 | 6.7618 | 6.6527 | 6.5838 | 6.0714 | 4.5508 | 3.3472 | 2.399 |  | 8.2915 | 8.0032 | 8.0004 | 7.8256 | 7.6485 | 7.4706 | 7.2703 | 7.0472 | 6.936 | 6.8679 | 6.8187 | 6.6601 | 6.476 | 6.3876 | 6.3481 |  | 10.2915 | 10.0032 | 10.0004 | 9.8256 | 9.6485 | 9.4706 | 9.2703 | 9.0472 | 8.936 | 8.8679 | 8.8187 | 8.6601 | 8.476 | 8.3876 | 8.3481 |  | 8.2915 | 8.0249 | 7.9803 | 7.4027 | 6.8339 | 6.2712 | 5.71 | 5.1547 | 5.0762 | 4.9854 | 4.9184 | 4.7003 | 4.4526 | 4.3319 | 4.3248 |  | 10.2915 | 10.0249 | 9.9803 | 9.4027 | 8.8339 | 8.2712 | 7.71 | 7.1547 | 7.0762 | 6.9854 | 6.9184 | 6.7003 | 6.4526 | 6.3319 | 6.3248 |  | 8.2915 | 8.0188 | 7.9647 | 7.3689 | 6.7726 | 6.1701 | 5.5653 | 4.9894 | 4.8986 | 4.8099 | 4.7625 | 4.2943 | 2.8412 | 1.6896 | 0.78224 |  | 10.2915 | 10.0188 | 9.9647 | 9.3689 | 8.7726 | 8.1701 | 7.5653 | 6.9894 | 6.8986 | 6.8099 | 6.7625 | 6.2943 | 4.8412 | 3.6896 | 2.7822 |  | 8.2915 | 8.0376 | 8.0032 | 7.4209 | 6.8399 | 6.2572 | 5.671 | 5.0889 | 4.764 | 4.4147 | 4.0914 | 3.1302 | 1.7877 | 0.98323 | 1.1166 |  | 10.2915 | 10.0376 | 10.0032 | 9.4209 | 8.8399 | 8.2572 | 7.671 | 7.0889 | 6.764 | 6.4147 | 6.0914 | 5.1302 | 3.7877 | 2.9832 | 3.1166 |  | 382454 | 388020 | WEST DIDSBURY | SOUTH MANCHESTER
| Bentham | 1.5 | 1.5374 | 1.4116 | 1.2739 | 1.1627 | 1.0039 | 0.86518 | 0.72784 | 0.60255 | 0.47271 | 0.37217 | -0.25432 | -1.7321 | -2.7207 | -3.4993 |  | 6 | 6.0374 | 5.9116 | 5.7739 | 5.6627 | 5.5039 | 5.3652 | 5.2278 | 5.1026 | 4.9727 | 4.8722 | 4.2457 | 2.7679 | 1.7793 | 1.0007 |  | 1.5 | 1.5244 | 1.465 | 1.39 | 1.4322 | 1.3803 | 1.3159 | 1.2028 | 1.0303 | 0.81547 | 0.75477 | 0.83069 | 0.5615 | 0.20294 | -0.035961 |  | 6 | 6.0244 | 5.965 | 5.89 | 5.9322 | 5.8803 | 5.8159 | 5.7028 | 5.5303 | 5.3155 | 5.2548 | 5.3307 | 5.0615 | 4.7029 | 4.464 |  | 1.5 | 1.5523 | 1.4399 | 1.3169 | 1.2438 | 1.1279 | 1.0359 | 0.93625 | 0.81885 | 0.68751 | 0.5774 | 0.33651 | -0.062372 | -0.38323 | -0.40316 |  | 6 | 6.0523 | 5.9399 | 5.8169 | 5.7438 | 5.6279 | 5.5359 | 5.4363 | 5.3189 | 5.1875 | 5.0774 | 4.8365 | 4.4376 | 4.1168 | 4.0968 |  | 1.5 | 1.5439 | 1.4256 | 1.2929 | 1.1853 | 1.0332 | 0.90326 | 0.77735 | 0.65767 | 0.53183 | 0.43688 | -0.018741 | -1.4163 | -2.3381 | -3.0605 |  | 6 | 6.0439 | 5.9256 | 5.7929 | 5.6853 | 5.5332 | 5.4033 | 5.2774 | 5.1577 | 5.0318 | 4.9369 | 4.4813 | 3.0837 | 2.1619 | 1.4395 |  | 1.5 | 1.5618 | 1.4598 | 1.3389 | 1.2472 | 1.119 | 1.0146 | 0.90936 | 0.7077 | 0.44206 | 0.11162 | -0.88049 | -2.0977 | -2.733 | -2.6159 |  | 6 | 6.0618 | 5.9598 | 5.8389 | 5.7472 | 5.619 | 5.5146 | 5.4094 | 5.2077 | 4.9421 | 4.6116 | 3.6195 | 2.4023 | 1.767 | 1.8841 |  | 366887 | 470130 | KENDAL (PARKSIDE RD) | HUTTON
| Bispham | 6.6513 | 4.9793 | 4.2865 | 3.9736 | 3.4661 | 3.056 | 2.6441 | 2.1939 | 1.7703 | 1.4148 | 1.0556 | -1.2037 | -7.813 | -12.9547 | -16.6723 |  | 11.2883 | 9.6163 | 8.9235 | 8.6106 | 8.1031 | 7.693 | 7.2811 | 6.8309 | 6.4073 | 6.0518 | 5.6926 | 3.4333 | -3.176 | -8.3177 | -12.0353 |  | 6.6513 | 5.9269 | 5.756 | 5.6988 | 5.4443 | 5.3017 | 5.0238 | 4.5135 | 3.9491 | 3.7619 | 3.5537 | 2.992 | 2.1803 | 1.8767 | 1.8297 |  | 11.2883 | 10.5639 | 10.393 | 10.3358 | 10.0813 | 9.9387 | 9.6608 | 9.1505 | 8.5861 | 8.3989 | 8.1907 | 7.629 | 6.8173 | 6.5137 | 6.4667 |  | 6.6513 | 5.9317 | 5.4607 | 5.2113 | 4.8228 | 4.5863 | 4.3696 | 4.0837 | 3.7637 | 3.4322 | 3.0749 | 2.1643 | 1.0765 | 0.68029 | 0.74028 |  | 11.2883 | 10.5687 | 10.0977 | 9.8483 | 9.4598 | 9.2233 | 9.0066 | 8.7207 | 8.4007 | 8.0692 | 7.7119 | 6.8013 | 5.7135 | 5.3173 | 5.3773 |  | 6.6513 | 4.5845 | 3.8629 | 3.6013 | 3.1509 | 2.8389 | 2.5678 | 2.2852 | 2.0029 | 1.7344 | 1.4353 | -0.57118 | -6.6216 | -11.4729 | -14.8926 |  | 11.2883 | 9.2215 | 8.4999 | 8.2383 | 7.7879 | 7.4759 | 7.2048 | 6.9222 | 6.6399 | 6.3714 | 6.0723 | 4.0658 | -1.9846 | -6.8359 | -10.2556 |  | 6.6513 | 4.4268 | 3.7285 | 3.5018 | 3.0971 | 2.8615 | 2.6649 | 2.2901 | 0.8935 | -0.52457 | -1.9545 | -6.0187 | -11.8194 | -15.0968 | -14.145 |  | 11.2883 | 9.0638 | 8.3655 | 8.1388 | 7.7341 | 7.4985 | 7.3019 | 6.9271 | 5.5305 | 4.1124 | 2.6825 | -1.3817 | -7.1824 | -10.4598 | -9.508 |  | 331655 | 439667 | BISPHAM | PENWORTHAM
| Blackbull | 9.2673 | 5.6931 | 4.7569 | 4.3453 | 3.9657 | 3.5074 | 3.0966 | 2.7307 | 2.3041 | 1.8612 | 1.4697 | -0.37236 | -4.8662 | -8.3987 | -10.9723 |  | 13.4043 | 9.8301 | 8.8939 | 8.4823 | 8.1027 | 7.6444 | 7.2336 | 6.8677 | 6.4411 | 5.9982 | 5.6067 | 3.7646 | -0.7292 | -4.2617 | -6.8353 |  | 9.2673 | 8.2404 | 8.1627 | 8.0087 | 7.8693 | 7.6911 | 7.4297 | 7.0403 | 6.5472 | 6.1952 | 5.8752 | 4.9969 | 3.8773 | 3.1663 | 2.7948 |  | 13.4043 | 12.3774 | 12.2997 | 12.1457 | 12.0063 | 11.8281 | 11.5667 | 11.1773 | 10.6842 | 10.3322 | 10.0122 | 9.1339 | 8.0143 | 7.3033 | 6.9318 |  | 9.2673 | 7.8851 | 7.41 | 7.023 | 6.6876 | 6.322 | 6.0106 | 5.7214 | 5.3201 | 4.8755 | 4.4648 | 3.357 | 2.0178 | 1.2187 | 0.9721 |  | 13.4043 | 12.0221 | 11.547 | 11.16 | 10.8246 | 10.459 | 10.1476 | 9.8584 | 9.4571 | 9.0125 | 8.6018 | 7.494 | 6.1548 | 5.3557 | 5.1091 |  | 9.2673 | 4.5462 | 3.4319 | 3.0635 | 2.7319 | 2.3442 | 2.0431 | 1.8116 | 1.4831 | 1.0841 | 0.73485 | -1.068 | -5.4277 | -8.7496 | -10.9045 |  | 13.4043 | 8.6832 | 7.5689 | 7.2005 | 6.8689 | 6.4812 | 6.1801 | 5.9486 | 5.6201 | 5.2211 | 4.8719 | 3.069 | -1.2907 | -4.6126 | -6.7675 |  | 9.2673 | 3.9824 | 2.779 | 2.4267 | 2.107 | 1.7484 | 1.472 | 1.1507 | 0.19367 | -0.86652 | -1.8914 | -4.8342 | -8.843 | -11.1539 | -10.7833 |  | 13.4043 | 8.1194 | 6.916 | 6.5637 | 6.244 | 5.8854 | 5.609 | 5.2877 | 4.3307 | 3.2705 | 2.2456 | -0.69716 | -4.706 | -7.0169 | -6.6463 |  | 353041 | 433005 | RIBBLE | PENWORTHAM
| Blackburn | 9.5318 | 7.0457 | 6.173 | 6.0098 | 5.5653 | 5.3469 | 5.0881 | 4.7724 | 4.4113 | 4.1518 | 4.0501 | 2.6006 | -1.2599 | -4.6761 | -7.4524 |  | 14.1688 | 11.6827 | 10.81 | 10.6468 | 10.2023 | 9.9839 | 9.7251 | 9.4094 | 9.0483 | 8.7888 | 8.6871 | 7.2376 | 3.3771 | -0.03913 | -2.8154 |  | 9.5318 | 8.9897 | 8.8609 | 9.0374 | 8.9712 | 9.1023 | 9.1061 | 9.0569 | 8.7438 | 8.6486 | 8.6678 | 8.2184 | 7.5754 | 6.6704 | 6.0468 |  | 14.1688 | 13.6267 | 13.4979 | 13.6744 | 13.6082 | 13.7393 | 13.7431 | 13.6939 | 13.3808 | 13.2856 | 13.3048 | 12.8554 | 12.2124 | 11.3074 | 10.6838 |  | 9.5318 | 8.5903 | 8.0455 | 7.9125 | 7.5306 | 7.3791 | 7.2066 | 6.9918 | 6.6827 | 6.4138 | 6.2968 | 5.4746 | 4.3869 | 3.1968 | 2.5621 |  | 14.1688 | 13.2273 | 12.6825 | 12.5495 | 12.1676 | 12.0161 | 11.8436 | 11.6288 | 11.3197 | 11.0508 | 10.9338 | 10.1116 | 9.0239 | 7.8338 | 7.1991 |  | 9.5318 | 6.1035 | 5.0618 | 4.9283 | 4.4748 | 4.2293 | 3.9308 | 3.5586 | 3.1372 | 2.7137 | 2.472 | 0.39845 | -4.1047 | -7.8607 | -9.753 |  | 14.1688 | 10.7405 | 9.6988 | 9.5653 | 9.1118 | 8.8663 | 8.5678 | 8.1956 | 7.7742 | 7.3507 | 7.109 | 5.0354 | 0.53232 | -3.2237 | -5.116 |  | 9.5318 | 5.644 | 4.529 | 4.3902 | 3.8877 | 3.6492 | 3.2757 | 2.7492 | 1.7444 | 0.71539 | -0.10212 | -3.144 | -7.3888 | -10.0395 | -9.742 |  | 14.1688 | 10.281 | 9.166 | 9.0272 | 8.5247 | 8.2862 | 7.9127 | 7.3862 | 6.3814 | 5.3524 | 4.5349 | 1.493 | -2.7518 | -5.4025 | -5.105 |  | 370584 | 429294 | BLACKBURN | PENWORTHAM
| Blackburn Rd Clayton | 11.7461 | 10.939 | 10.5733 | 10.2914 | 10.0512 | 9.8162 | 9.5707 | 9.3604 | 9.1446 | 8.9369 | 8.7503 | 7.2505 | 2.6422 | -1.1512 | -3.7713 |  | 19.4261 | 18.619 | 18.2533 | 17.9714 | 17.7312 | 17.4962 | 17.2507 | 17.0404 | 16.8246 | 16.6169 | 16.4303 | 14.9305 | 10.3222 | 6.5288 | 3.9087 |  | 11.7461 | 11.6378 | 11.6542 | 11.5832 | 11.5492 | 11.5443 | 11.4444 | 11.2565 | 11.0037 | 10.8832 | 10.7699 | 10.448 | 10.0394 | 9.8424 | 9.7726 |  | 19.4261 | 19.3178 | 19.3342 | 19.2632 | 19.2292 | 19.2243 | 19.1244 | 18.9365 | 18.6837 | 18.5632 | 18.4499 | 18.128 | 17.7194 | 17.5224 | 17.4526 |  | 11.7461 | 11.6107 | 11.3902 | 11.1413 | 10.9453 | 10.7808 | 10.6218 | 10.4764 | 10.2924 | 10.0976 | 9.9105 | 9.3895 | 8.7217 | 8.3677 | 8.2778 |  | 19.4261 | 19.2907 | 19.0702 | 18.8213 | 18.6253 | 18.4608 | 18.3018 | 18.1564 | 17.9724 | 17.7776 | 17.5905 | 17.0695 | 16.4017 | 16.0477 | 15.9578 |  | 11.7461 | 10.6567 | 10.2684 | 10.0197 | 9.8128 | 9.6207 | 9.4422 | 9.3106 | 9.1553 | 8.9706 | 8.804 | 7.3306 | 2.782 | -0.91056 | -3.2324 |  | 19.4261 | 18.3367 | 17.9484 | 17.6997 | 17.4928 | 17.3007 | 17.1222 | 16.9906 | 16.8353 | 16.6506 | 16.484 | 15.0106 | 10.462 | 6.7694 | 4.4476 |  | 11.7461 | 10.511 | 10.1016 | 9.8507 | 9.6372 | 9.4474 | 9.2657 | 8.9885 | 7.9987 | 6.9624 | 5.9499 | 3.0561 | -1.1868 | -3.6701 | -3.042 |  | 19.4261 | 18.191 | 17.7816 | 17.5307 | 17.3172 | 17.1274 | 16.9457 | 16.6685 | 15.6787 | 14.6424 | 13.6299 | 10.7361 | 6.4932 | 4.0099 | 4.638 |  | 374632 | 430529 | HUNCOAT | PADIHAM
| Blackfriars | 5.2919 | 4.62 | 4.0833 | 4.0164 | 3.5348 | 3.1053 | 4.9932 | 4.48 | 3.977 | 3.6928 | 3.3642 | 1.9013 | -1.0487 | -3.606 | -5.6585 |  | 14.9919 | 14.32 | 13.7833 | 13.7164 | 13.2348 | 12.8053 | 12.4932 | 11.98 | 11.477 | 11.1928 | 10.8642 | 9.4013 | 6.4513 | 3.894 | 1.8415 |  | 5.2919 | 4.7674 | 4.4602 | 4.5394 | 4.2145 | 3.9568 | 5.9329 | 5.4225 | 4.8688 | 4.6405 | 4.3573 | 3.3748 | 2.0694 | 0.96224 | 0.034099 |  | 14.9919 | 14.4674 | 14.1602 | 14.2394 | 13.9145 | 13.6568 | 13.4329 | 12.9225 | 12.3688 | 12.1405 | 11.8573 | 10.8748 | 9.5694 | 8.4622 | 7.5341 |  | 5.2919 | 4.7906 | 4.3069 | 4.2518 | 3.7962 | 3.4039 | 5.3319 | 4.8524 | 4.3598 | 4.0688 | 3.7248 | 2.5536 | 0.98906 | -0.29692 | -1.2669 |  | 14.9919 | 14.4906 | 14.0069 | 13.9518 | 13.4962 | 13.1039 | 12.8319 | 12.3524 | 11.8598 | 11.5688 | 11.2248 | 10.0536 | 8.4891 | 7.2031 | 6.2331 |  | 5.2919 | 4.5514 | 4.0332 | 3.9968 | 3.5493 | 3.1642 | 5.1129 | 4.6699 | 4.224 | 3.9911 | 3.7187 | 2.3768 | -0.36993 | -2.725 | -4.5866 |  | 14.9919 | 14.2514 | 13.7332 | 13.6968 | 13.2493 | 12.8642 | 12.6129 | 12.1699 | 11.724 | 11.4911 | 11.2187 | 9.8768 | 7.1301 | 4.775 | 2.9134 |  | 5.2919 | 4.5249 | 4.0279 | 4.028 | 3.6195 | 3.2764 | 5.2656 | 4.8375 | 4.1388 | 3.6207 | 3.0502 | 1.1697 | -1.4247 | -3.372 | -4.0338 |  | 14.9919 | 14.2249 | 13.7279 | 13.728 | 13.3195 | 12.9764 | 12.7656 | 12.3375 | 11.6388 | 11.1207 | 10.5502 | 8.6697 | 6.0753 | 4.128 | 3.4662 |  | 383030 | 399104 | FREDERICK RD | KEARSLEY
| Blackley | 12.0126 | 9.7267 | 9.1601 | 6.175 | 1.5681 | 1.3833 | 1.0947 | 0.74486 | 0.29225 | 0.175 | -0.17986 | -1.3215 | -4.7332 | -7.374 | -9.7316 |  | 16.6496 | 14.3637 | 13.7971 | 10.812 | 6.2051 | 6.0203 | 5.7317 | 5.3819 | 4.9292 | 4.812 | 4.4571 | 3.3155 | -0.096205 | -2.737 | -5.0946 |  | 12.0126 | 11.1774 | 10.9996 | 7.8716 | 3.4714 | 3.4349 | 3.3236 | 3.035 | 2.7893 | 2.6762 | 2.5748 | 2.2775 | 1.9581 | 1.7954 | 1.7222 |  | 16.6496 | 15.8144 | 15.6366 | 12.5086 | 8.1084 | 8.0719 | 7.9606 | 7.672 | 7.4263 | 7.3132 | 7.2118 | 6.9145 | 6.5951 | 6.4324 | 6.3592 |  | 12.0126 | 11.0671 | 10.7048 | 7.4899 | 2.954 | 2.86 | 2.719 | 2.4694 | 2.1005 | 2.0013 | 1.6594 | 1.146 | 0.43292 | 0.060565 | 0.03728 |  | 16.6496 | 15.7041 | 15.3418 | 12.1269 | 7.591 | 7.497 | 7.356 | 7.1064 | 6.7375 | 6.6383 | 6.2964 | 5.783 | 5.0699 | 4.6976 | 4.6743 |  | 12.0126 | 9.0826 | 8.463 | 5.5371 | 0.95569 | 0.78065 | 0.51052 | 0.18754 | -0.26477 | -0.38459 | -0.74198 | -1.8518 | -5.1432 | -7.6 | -9.5744 |  | 16.6496 | 13.7196 | 13.1 | 10.1741 | 5.5927 | 5.4176 | 5.1475 | 4.8245 | 4.3722 | 4.2524 | 3.895 | 2.7852 | -0.50618 | -2.963 | -4.9374 |  | 12.0126 | 8.7917 | 8.1746 | 5.3369 | 0.75426 | 0.62304 | 0.39578 | 0.058126 | -0.90973 | -1.5805 | -2.5291 | -4.6728 | -7.721 | -9.606 | -9.167 |  | 16.6496 | 13.4287 | 12.8116 | 9.9739 | 5.3913 | 5.26 | 5.0328 | 4.6951 | 3.7273 | 3.0565 | 2.1079 | -0.03583 | -3.084 | -4.969 | -4.53 |  | 383882 | 403258 | RED BANK | WHITEGATE
| Blackpool | 12.6208 | 12.1437 | 11.312 | 10.5994 | 9.7932 | 9.5962 | 9.3998 | 9.1513 | 8.9068 | 8.7961 | 8.6697 | 7.8651 | 5.238 | 3.1481 | 1.625 |  | 20.3708 | 19.8937 | 19.062 | 18.3494 | 17.5432 | 17.3462 | 17.1498 | 16.9013 | 16.6568 | 16.5461 | 16.4197 | 15.6151 | 12.988 | 10.8981 | 9.375 |  | 12.6208 | 12.3264 | 12.0202 | 11.7616 | 11.3985 | 11.3854 | 11.0562 | 10.2691 | 9.2432 | 9.2413 | 9.2322 | 9.229 | 9.2693 | 9.3883 | 9.5331 |  | 20.3708 | 20.0764 | 19.7702 | 19.5116 | 19.1485 | 19.1354 | 18.8062 | 18.0191 | 16.9932 | 16.9913 | 16.9822 | 16.979 | 17.0193 | 17.1383 | 17.2831 |  | 12.6208 | 12.2253 | 11.4299 | 10.7692 | 10.0221 | 9.8933 | 9.7721 | 9.5928 | 9.4033 | 9.3265 | 9.2161 | 8.9466 | 8.5842 | 8.4487 | 8.4429 |  | 20.3708 | 19.9753 | 19.1799 | 18.5192 | 17.7721 | 17.6433 | 17.5221 | 17.3428 | 17.1533 | 17.0765 | 16.9661 | 16.6966 | 16.3342 | 16.1987 | 16.1929 |  | 12.6208 | 12.0154 | 11.1873 | 10.5074 | 9.7333 | 9.5761 | 9.4388 | 9.2558 | 9.0586 | 8.9823 | 8.894 | 8.2042 | 5.8384 | 4.0342 | 2.7971 |  | 20.3708 | 19.7654 | 18.9373 | 18.2574 | 17.4833 | 17.3261 | 17.1888 | 17.0058 | 16.8086 | 16.7323 | 16.644 | 15.9542 | 13.5884 | 11.7842 | 10.5471 |  | 12.6208 | 11.9725 | 11.1736 | 10.5407 | 9.8166 | 9.7114 | 9.6277 | 9.4948 | 8.8843 | 8.3377 | 7.7655 | 6.1648 | 3.8851 | 2.5806 | 3.063 |  | 20.3708 | 19.7225 | 18.9236 | 18.2907 | 17.5666 | 17.4614 | 17.3777 | 17.2448 | 16.6343 | 16.0877 | 15.5155 | 13.9148 | 11.6351 | 10.3306 | 10.813 |  | 330835 | 435308 | BLACKPOOL | PENWORTHAM
| Bollington | 4.5025 | 3.8938 | 3.6372 | 3.2089 | 2.9269 | 2.5886 | 2.214 | 2.0464 | 1.7006 | 1.4633 | 1.0758 | -0.29406 | -3.7761 | -6.1796 | -7.9641 |  | 6.5025 | 5.8938 | 5.6372 | 5.2089 | 4.9269 | 4.5886 | 4.214 | 4.0464 | 3.7006 | 3.4633 | 3.0758 | 1.7059 | -1.7761 | -4.1796 | -5.9641 |  | 4.5025 | 4.0793 | 4.085 | 3.8448 | 3.7363 | 3.5956 | 3.3396 | 3.1488 | 2.76 | 2.6011 | 2.3111 | 1.7514 | 0.91638 | 0.5538 | 0.2742 |  | 6.5025 | 6.0793 | 6.085 | 5.8448 | 5.7363 | 5.5956 | 5.3396 | 5.1488 | 4.76 | 4.6011 | 4.3111 | 3.7514 | 2.9164 | 2.5538 | 2.2742 |  | 4.5025 | 4.021 | 3.8079 | 3.4198 | 3.1946 | 2.9465 | 2.6755 | 2.5799 | 2.2637 | 2.0233 | 1.6293 | 0.86952 | -0.14623 | -0.56769 | -0.72733 |  | 6.5025 | 6.021 | 5.8079 | 5.4198 | 5.1946 | 4.9465 | 4.6755 | 4.5799 | 4.2637 | 4.0233 | 3.6293 | 2.8695 | 1.8538 | 1.4323 | 1.2727 |  | 4.5025 | 3.8062 | 3.5718 | 3.1707 | 2.9242 | 2.6452 | 2.3566 | 2.2883 | 2.0341 | 1.8477 | 1.5392 | 0.30998 | -2.9365 | -5.15 | -6.7411 |  | 6.5025 | 5.8062 | 5.5718 | 5.1707 | 4.9242 | 4.6452 | 4.3566 | 4.2883 | 4.0341 | 3.8477 | 3.5392 | 2.31 | -0.93652 | -3.15 | -4.7411 |  | 4.5025 | 3.775 | 3.5562 | 3.1658 | 2.9381 | 2.6972 | 2.4484 | 2.3286 | 1.5755 | 0.86399 | -0.018557 | -2.1639 | -5.1283 | -6.5597 | -6.2043 |  | 6.5025 | 5.775 | 5.5562 | 5.1658 | 4.9381 | 4.6972 | 4.4484 | 4.3286 | 3.5755 | 2.864 | 1.9814 | -0.16394 | -3.1283 | -4.5597 | -4.2043 |  | 393042 | 377873 | MACCLESFIELD | MACCLESFIELD
| Bolton By Bowland | 0.039371 | -0.034599 | -0.14497 | -0.27717 | -0.39708 | -0.51821 | -0.63808 | -0.74936 | -0.85684 | -0.96317 | -1.0697 | -1.4683 | -2.2495 | -2.7493 | -3.0728 |  | 4.5394 | 4.4654 | 4.355 | 4.2228 | 4.1029 | 3.9818 | 3.8619 | 3.7506 | 3.6432 | 3.5368 | 3.4303 | 3.0317 | 2.2505 | 1.7507 | 1.4272 |  | 0.039371 | -0.038369 | -0.053242 | -0.1037 | -0.14518 | -0.18193 | -0.25508 | -0.36792 | -0.50002 | -0.56433 | -0.62384 | -0.81275 | -1.1026 | -1.2642 | -1.3277 |  | 4.5394 | 4.4616 | 4.4468 | 4.3963 | 4.3548 | 4.3181 | 4.2449 | 4.1321 | 4 | 3.9357 | 3.8762 | 3.6873 | 3.3974 | 3.2358 | 3.1723 |  | 0.039371 | -0.019222 | -0.11645 | -0.22654 | -0.31786 | -0.40064 | -0.48013 | -0.56022 | -0.66261 | -0.77168 | -0.88135 | -1.1679 | -1.4909 | -1.6508 | -1.6396 |  | 4.5394 | 4.4808 | 4.3835 | 4.2735 | 4.1821 | 4.0994 | 4.0199 | 3.9398 | 3.8374 | 3.7283 | 3.6186 | 3.3321 | 3.0091 | 2.8492 | 2.8604 |  | 0.039371 | -0.020836 | -0.11685 | -0.23738 | -0.34317 | -0.44139 | -0.5272 | -0.5975 | -0.66956 | -0.75261 | -0.84275 | -1.2037 | -1.8112 | -2.2182 | -2.4701 |  | 4.5394 | 4.4792 | 4.3831 | 4.2626 | 4.1568 | 4.0586 | 3.9728 | 3.9025 | 3.8304 | 3.7474 | 3.6573 | 3.2963 | 2.6888 | 2.2818 | 2.0299 |  | 0.039371 | -0.01073 | -0.098347 | -0.21713 | -0.31721 | -0.4024 | -0.47446 | -0.54142 | -0.70564 | -0.89369 | -1.0759 | -1.5919 | -2.2062 | -2.4787 | -2.3409 |  | 4.5394 | 4.4893 | 4.4017 | 4.2829 | 4.1828 | 4.0976 | 4.0255 | 3.9586 | 3.7944 | 3.6063 | 3.4241 | 2.9081 | 2.2938 | 2.0213 | 2.1591 |  | 378320 | 449559 | PADIHAM | PADIHAM
| Bolton Le Sands | 6.9541 | 6.2072 | 5.7582 | 5.2123 | 4.7125 | 4.0826 | 3.2788 | 2.8069 | 2.1965 | 1.6817 | 1.1985 | -1.0274 | -6.8861 | -11.7969 | -14.0344 |  | 10.4541 | 9.7072 | 9.2582 | 8.7123 | 8.2125 | 7.5826 | 6.7788 | 6.3069 | 5.6965 | 5.1817 | 4.6985 | 2.4726 | -3.3861 | -8.2969 | -10.5344 |  | 6.9541 | 6.339 | 6.2705 | 6.0931 | 5.9934 | 5.8623 | 5.5501 | 5.3439 | 4.9948 | 4.7888 | 4.5427 | 3.8057 | 2.2981 | 0.4349 | 0.26888 |  | 10.4541 | 9.839 | 9.7705 | 9.5931 | 9.4934 | 9.3623 | 9.0501 | 8.8439 | 8.4948 | 8.2888 | 8.0427 | 7.3057 | 5.7981 | 3.9349 | 3.7689 |  | 6.9541 | 6.3621 | 5.9891 | 5.5739 | 5.2709 | 4.9424 | 4.506 | 4.3259 | 3.7924 | 3.2425 | 2.6565 | 1.102 | -1.0175 | -2.9891 | -2.2992 |  | 10.4541 | 9.8621 | 9.4891 | 9.0739 | 8.7709 | 8.4424 | 8.006 | 7.8259 | 7.2924 | 6.7425 | 6.1565 | 4.602 | 2.4825 | 0.51088 | 1.2008 |  | 6.9541 | 6.201 | 5.7764 | 5.2565 | 4.7781 | 4.1609 | 3.3814 | 2.9395 | 2.3363 | 1.7887 | 1.2557 | -1.281 | -7.6018 | -12.8183 | -14.3613 |  | 10.4541 | 9.701 | 9.2764 | 8.7565 | 8.2781 | 7.6609 | 6.8814 | 6.4395 | 5.8363 | 5.2887 | 4.7557 | 2.219 | -4.1018 | -9.3183 | -10.8613 |  | 6.9541 | 6.2159 | 5.7898 | 5.2477 | 4.7559 | 4.1888 | 3.476 | 3.0705 | 1.8739 | 0.60389 | -0.7282 | -4.5861 | -9.9272 | -13.9525 | -12.3027 |  | 10.4541 | 9.7159 | 9.2898 | 8.7477 | 8.2559 | 7.6888 | 6.976 | 6.5705 | 5.3739 | 4.1039 | 2.7718 | -1.0861 | -6.4272 | -10.4525 | -8.8027 |  | 347707 | 467237 | LANCASTER | HEYSHAM
| Botany Bay | 2.544 | 1.306 | 0.85536 | 0.55735 | 0.17559 | -0.17829 | -0.54032 | -0.89734 | -1.2368 | -1.5825 | -1.9177 | -3.4973 | -7.3041 | -10.1008 | -12.0777 |  | 10.544 | 9.306 | 8.8554 | 8.5573 | 8.1756 | 7.8217 | 7.4597 | 7.1027 | 6.7632 | 6.4175 | 6.0823 | 4.5027 | 0.69591 | -2.1008 | -4.0777 |  | 2.544 | 1.8253 | 1.6915 | 1.5521 | 1.3198 | 1.1221 | 0.84455 | 0.44473 | 0.032575 | -0.25819 | -0.55353 | -1.3647 | -2.4003 | -2.9234 | -3.2129 |  | 10.544 | 9.8253 | 9.6915 | 9.5521 | 9.3198 | 9.1221 | 8.8445 | 8.4447 | 8.0326 | 7.7418 | 7.4465 | 6.6353 | 5.5997 | 5.0766 | 4.7871 |  | 2.544 | 1.6227 | 1.2626 | 0.99836 | 0.6729 | 0.40301 | 0.14342 | -0.13374 | -0.44162 | -0.78831 | -1.1348 | -2.1348 | -3.3796 | -3.9626 | -4.1781 |  | 10.544 | 9.6227 | 9.2626 | 8.9984 | 8.6729 | 8.403 | 8.1434 | 7.8663 | 7.5584 | 7.2117 | 6.8652 | 5.8652 | 4.6204 | 4.0374 | 3.8219 |  | 2.544 | 1.024 | 0.55012 | 0.27962 | -0.07304 | -0.36923 | -0.64028 | -0.88724 | -1.1375 | -1.4825 | -1.8207 | -3.4099 | -7.0951 | -9.8389 | -11.7272 |  | 10.544 | 9.024 | 8.5501 | 8.2796 | 7.927 | 7.6308 | 7.3597 | 7.1128 | 6.8625 | 6.5175 | 6.1793 | 4.5901 | 0.90491 | -1.8389 | -3.7272 |  | 2.544 | 0.8944 | 0.40769 | 0.1525 | -0.18543 | -0.45783 | -0.70848 | -1.0244 | -1.8181 | -2.678 | -3.5438 | -5.9713 | -9.3025 | -11.2011 | -11.3578 |  | 10.544 | 8.8944 | 8.4077 | 8.1525 | 7.8146 | 7.5422 | 7.2915 | 6.9756 | 6.1819 | 5.322 | 4.4562 | 2.0287 | -1.3025 | -3.2011 | -3.3578 |  | 359442 | 418850 | LEYLAND | PENWORTHAM
| Bow Lane | 6.7206 | 4.4669 | 3.6133 | 3.1439 | 2.5281 | 1.9549 | 1.3759 | 0.76991 | 0.20589 | -0.35337 | -0.91458 | -3.8298 | -11.4599 | -17.6029 | -22.4674 |  | 11.3576 | 9.1039 | 8.2503 | 7.7809 | 7.1651 | 6.5919 | 6.0129 | 5.4069 | 4.8429 | 4.2836 | 3.7224 | 0.80723 | -6.8229 | -12.9659 | -17.8304 |  | 6.7206 | 5.5073 | 5.1672 | 4.9112 | 4.4601 | 4.0847 | 3.5837 | 2.8586 | 2.0985 | 1.6125 | 1.1091 | -0.3349 | -2.3768 | -3.7413 | -4.8633 |  | 11.3576 | 10.1443 | 9.8042 | 9.5482 | 9.0971 | 8.7217 | 8.2207 | 7.4956 | 6.7355 | 6.2495 | 5.7461 | 4.3021 | 2.2602 | 0.89568 | -0.2263 |  | 6.7206 | 5.473 | 4.8719 | 4.4308 | 3.8709 | 3.395 | 2.9307 | 2.4183 | 1.886 | 1.3336 | 0.76763 | -0.85057 | -3.0986 | -4.5724 | -5.6108 |  | 11.3576 | 10.11 | 9.5089 | 9.0678 | 8.5079 | 8.032 | 7.5677 | 7.0553 | 6.523 | 5.9706 | 5.4046 | 3.7864 | 1.5384 | 0.064606 | -0.97376 |  | 6.7206 | 4.006 | 3.1089 | 2.6823 | 2.107 | 1.5927 | 1.1039 | 0.61619 | 0.13288 | -0.4124 | -0.97269 | -4.0674 | -11.8442 | -17.8866 | -22.0991 |  | 11.3576 | 8.643 | 7.7459 | 7.3193 | 6.744 | 6.2297 | 5.7409 | 5.2532 | 4.7699 | 4.2246 | 3.6643 | 0.56963 | -7.2072 | -13.2496 | -17.4621 |  | 6.7206 | 3.8222 | 2.9341 | 2.5524 | 1.9972 | 1.5184 | 1.0439 | 0.35609 | -1.2264 | -2.906 | -4.6113 | -9.6327 | -16.9206 | -21.1721 | -21.1794 |  | 11.3576 | 8.4592 | 7.5711 | 7.1894 | 6.6342 | 6.1554 | 5.6809 | 4.9931 | 3.4106 | 1.731 | 0.025716 | -4.9957 | -12.2836 | -16.5351 | -16.5424 |  | 354895 | 422392 | LEYLAND | PENWORTHAM
| Bowaters | 16.7113 | 17.2213 | 17.0059 | 16.6681 | 16.1402 | 15.9671 | 16.1196 | 15.8264 | 15.6752 | 15.6355 | 15.6577 | 15.0636 | 13.8051 | 13.9191 | 14.1954 |  | 37.2113 | 37.7213 | 37.5059 | 37.1681 | 36.6402 | 36.4671 | 36.6196 | 36.3264 | 36.1752 | 36.1355 | 36.1577 | 35.5636 | 34.3051 | 34.4191 | 34.6954 |  | 16.7113 | 17.428 | 17.9208 | 18.1698 | 18.3018 | 18.829 | 19.4311 | 19.4833 | 19.4903 | 19.6054 | 19.7619 | 20.0194 | 20.3327 | 20.7033 | 21.2319 |  | 37.2113 | 37.928 | 38.4208 | 38.6698 | 38.8018 | 39.329 | 39.9311 | 39.9833 | 39.9903 | 40.1054 | 40.2619 | 40.5194 | 40.8327 | 41.2033 | 41.7319 |  | 16.7113 | 17.4604 | 17.2906 | 16.9531 | 16.4291 | 16.2567 | 16.4051 | 16.1165 | 15.9659 | 15.9263 | 15.949 | 15.3812 | 14.2568 | 14.4714 | 14.8616 |  | 37.2113 | 37.9604 | 37.7906 | 37.4531 | 36.9291 | 36.7567 | 36.9051 | 36.6165 | 36.4659 | 36.4263 | 36.449 | 35.8812 | 34.7568 | 34.9714 | 35.3616 |  | 16.7113 | 17.1505 | 16.9624 | 16.6746 | 16.195 | 16.0693 | 16.2632 | 16.0177 | 15.9085 | 15.9091 | 15.9696 | 5.7062 | 5.4276 | 6.7026 | 7.6787 |  | 37.2113 | 37.6505 | 37.4624 | 37.1746 | 36.695 | 36.5693 | 36.7632 | 36.5177 | 36.4085 | 36.4091 | 36.4696 | 26.2062 | 25.9276 | 27.2026 | 28.1787 |  | 16.7113 | 17.0932 | 16.8958 | 16.1594 | 15.6959 | 9.3056 | 10.0155 | 10.0901 | 10.3278 | 9.922 | 10.1438 | 9.4682 | 9.7015 | 10.5723 | 11.4061 |  | 37.2113 | 37.5932 | 37.3958 | 36.6594 | 36.1959 | 29.8056 | 30.5155 | 30.5901 | 30.8278 | 30.422 | 30.6438 | 29.9682 | 30.2015 | 31.0723 | 31.9061 |  | 319579 | 472480 | BARROW & SANDGATE | HARKER
| Bowdon | 8.1756 | 7.5072 | 7.0945 | 6.8912 | 6.4643 | 6.0987 | 5.7907 | 5.2859 | 4.9466 | 4.6869 | 4.4247 | 2.7165 | -1.9411 | -5.6167 | -8.3391 |  | 12.8126 | 12.1442 | 11.7315 | 11.5282 | 11.1013 | 10.7357 | 10.4277 | 9.9229 | 9.5836 | 9.3239 | 9.0617 | 7.3535 | 2.6959 | -0.97975 | -3.7021 |  | 8.1756 | 7.6908 | 7.6858 | 7.7479 | 7.5757 | 7.4751 | 7.296 | 6.7593 | 6.315 | 6.1598 | 5.9798 | 5.4486 | 4.7556 | 4.4818 | 4.2978 |  | 12.8126 | 12.3278 | 12.3228 | 12.3849 | 12.2127 | 12.1121 | 11.933 | 11.3963 | 10.952 | 10.7968 | 10.6168 | 10.0856 | 9.3926 | 9.1188 | 8.9348 |  | 8.1756 | 7.6425 | 7.2735 | 7.1092 | 6.7449 | 6.466 | 6.2577 | 5.8369 | 5.5515 | 5.316 | 5.0559 | 4.2536 | 3.2379 | 2.7501 | 2.5112 |  | 12.8126 | 12.2795 | 11.9105 | 11.7462 | 11.3819 | 11.103 | 10.8947 | 10.4739 | 10.1885 | 9.953 | 9.6929 | 8.8906 | 7.8749 | 7.3871 | 7.1482 |  | 8.1756 | 7.4247 | 7.0468 | 6.8712 | 6.4793 | 6.1872 | 5.9918 | 5.6258 | 5.3759 | 5.1281 | 4.8799 | 3.2925 | -0.91915 | -4.1215 | -6.4925 |  | 12.8126 | 12.0617 | 11.6838 | 11.5082 | 11.1163 | 10.8242 | 10.6288 | 10.2628 | 10.0129 | 9.7651 | 9.5169 | 7.9295 | 3.7179 | 0.51551 | -1.8555 |  | 8.1756 | 7.4097 | 7.0828 | 6.9605 | 6.6253 | 6.3937 | 6.2559 | 5.8138 | 4.8285 | 3.8466 | 2.8565 | -0.027147 | -4.0401 | -6.3017 | -5.7186 |  | 12.8126 | 12.0467 | 11.7198 | 11.5975 | 11.2623 | 11.0307 | 10.8929 | 10.4508 | 9.4655 | 8.4836 | 7.4935 | 4.6099 | 0.59695 | -1.6647 | -1.0816 |  | 376743 | 386810 | ALTRINCHAM | CARRINGTON
| Bradford | 9.8173 | 9.2847 | 8.909 | 8.7263 | 8.3488 | 8.0829 | 7.8098 | 7.4565 | 7.1583 | 6.8088 | 6.5864 | 5.3429 | 1.6448 | -1.8075 | -4.4884 |  | 14.4543 | 13.9217 | 13.546 | 13.3633 | 12.9858 | 12.7199 | 12.4468 | 12.0935 | 11.7953 | 11.4458 | 11.2234 | 9.9799 | 6.2818 | 2.8295 | 0.14864 |  | 9.8173 | 9.6853 | 9.6238 | 9.6442 | 9.5053 | 9.4903 | 9.3957 | 9.1498 | 8.8896 | 8.6942 | 8.5139 | 7.7406 | 6.0497 | 5.0445 | 4.3913 |  | 14.4543 | 14.3223 | 14.2608 | 14.2812 | 14.1423 | 14.1273 | 14.0327 | 13.7868 | 13.5266 | 13.3312 | 13.1509 | 12.3776 | 10.6867 | 9.6815 | 9.0283 |  | 9.8173 | 9.5698 | 9.2663 | 9.1081 | 8.7649 | 8.5384 | 8.3101 | 7.9981 | 7.7077 | 7.36 | 7.127 | 6.3451 | 4.0474 | 2.7871 | 2.0667 |  | 14.4543 | 14.2068 | 13.9033 | 13.7451 | 13.4019 | 13.1754 | 12.9471 | 12.6351 | 12.3447 | 11.997 | 11.764 | 10.9821 | 8.6844 | 7.4241 | 6.7037 |  | 9.8173 | 9.0968 | 8.7106 | 8.5373 | 8.1537 | 7.888 | 7.6199 | 7.2788 | 6.9738 | 6.6034 | 6.3625 | 3.6505 | -1.5203 | -5.7705 | -8.181 |  | 14.4543 | 13.7338 | 13.3476 | 13.1743 | 12.7907 | 12.525 | 12.2569 | 11.9158 | 11.6108 | 11.2404 | 10.9995 | 8.2875 | 3.1167 | -1.1335 | -3.544 |  | 9.8173 | 8.9991 | 8.5909 | 8.423 | 8.0277 | 7.7595 | 7.4854 | 7.1069 | 6.328 | 5.4646 | 4.7259 | 2.3338 | -2.6836 | -6.3049 | -7.9685 |  | 14.4543 | 13.6361 | 13.2279 | 13.06 | 12.6647 | 12.3965 | 12.1224 | 11.7439 | 10.965 | 10.1016 | 9.3629 | 6.9708 | 1.9534 | -1.6679 | -3.3315 |  | 387613 | 397710 | STUART ST | STALYBRIDGE
| Bradshawgate | 11.2841 | 10.3508 | 9.1334 | 8.1982 | 7.5471 | 7.2977 | 7.1591 | 6.8486 | 6.5586 | 6.4622 | 6.3011 | 5.4533 | 3.6516 | 2.0859 | 1.0544 |  | 21.9241 | 20.9908 | 19.7734 | 18.8382 | 18.1871 | 17.9377 | 17.7991 | 17.4886 | 17.1986 | 17.1022 | 16.9411 | 16.0933 | 14.2916 | 12.7259 | 11.6944 |  | 11.2841 | 11.2328 | 10.5672 | 10.015 | 9.6658 | 9.6362 | 9.6118 | 9.3735 | 9.0643 | 9.0208 | 8.9589 | 8.6404 | 8.4097 | 8.1129 | 7.945 |  | 21.9241 | 21.8728 | 21.2072 | 20.655 | 20.3058 | 20.2762 | 20.2518 | 20.0135 | 19.7043 | 19.6608 | 19.5989 | 19.2804 | 19.0497 | 18.7529 | 18.585 |  | 11.2841 | 11.1902 | 10.0966 | 9.1653 | 8.5297 | 8.3018 | 8.1791 | 7.89 | 7.6097 | 7.5093 | 7.3388 | 6.7758 | 6.2044 | 5.7663 | 5.6104 |  | 21.9241 | 21.8302 | 20.7366 | 19.8053 | 19.1697 | 18.9418 | 18.8191 | 18.53 | 18.2497 | 18.1493 | 17.9788 | 17.4158 | 16.8444 | 16.4063 | 16.2504 |  | 11.2841 | 9.9557 | 8.7042 | 7.7859 | 7.1359 | 6.9055 | 6.7879 | 6.4821 | 6.1987 | 6.1212 | 5.9444 | 5.1141 | 3.4416 | 2.0627 | 1.2658 |  | 21.9241 | 20.5957 | 19.3442 | 18.4259 | 17.7759 | 17.5455 | 17.4279 | 17.1221 | 16.8387 | 16.7612 | 16.5844 | 15.7541 | 14.0816 | 12.7027 | 11.9058 |  | 11.2841 | 9.77 | 8.5153 | 7.6213 | 6.9796 | 6.793 | 6.7015 | 6.359 | 5.8294 | 5.5 | 5.0496 | 3.7438 | 2.1647 | 1.1304 | 1.3044 |  | 21.9241 | 20.41 | 19.1553 | 18.2613 | 17.6196 | 17.433 | 17.3415 | 16.999 | 16.4694 | 16.14 | 15.6896 | 14.3838 | 12.8047 | 11.7704 | 11.9444 |  | 371891 | 408910 | BOLTON | KEARSLEY
| Bramhall | 6.8417 | 5.7056 | 5.3542 | 5.2841 | 5.0803 | 4.762 | 4.5498 | 4.3724 | 4.1453 | 3.9263 | 3.7384 | 2.3114 | -2.0057 | -5.6356 | -7.9813 |  | 10.3417 | 9.2056 | 8.8542 | 8.7841 | 8.5803 | 8.262 | 8.0498 | 7.8724 | 7.6453 | 7.4263 | 7.2384 | 5.8114 | 1.4943 | -2.1356 | -4.4813 |  | 6.8417 | 6.0961 | 5.9938 | 6.0635 | 5.9924 | 5.8305 | 5.6879 | 5.4585 | 5.1508 | 4.9961 | 4.8566 | 4.4987 | 4.0529 | 3.7703 | 3.7754 |  | 10.3417 | 9.5961 | 9.4938 | 9.5635 | 9.4924 | 9.3305 | 9.1879 | 8.9585 | 8.6508 | 8.4961 | 8.3566 | 7.9987 | 7.5529 | 7.2703 | 7.2754 |  | 6.8417 | 6.1062 | 5.8173 | 5.765 | 5.6063 | 5.3726 | 5.2522 | 5.1431 | 4.952 | 4.7486 | 4.561 | 4.0755 | 3.5082 | 3.1749 | 3.2704 |  | 10.3417 | 9.6062 | 9.3173 | 9.265 | 9.1063 | 8.8726 | 8.7522 | 8.6431 | 8.452 | 8.2486 | 8.061 | 7.5755 | 7.0082 | 6.6749 | 6.7704 |  | 6.8417 | 5.5407 | 5.2033 | 5.1637 | 4.9968 | 4.7437 | 4.6249 | 4.5584 | 4.4233 | 4.2664 | 4.1457 | 2.8696 | -1.207 | -4.6357 | -6.8233 |  | 10.3417 | 9.0407 | 8.7033 | 8.6637 | 8.4968 | 8.2437 | 8.1249 | 8.0584 | 7.9233 | 7.7664 | 7.6457 | 6.3696 | 2.293 | -1.1357 | -3.3233 |  | 6.8417 | 5.4867 | 5.1861 | 5.1721 | 5.0362 | 4.8304 | 4.755 | 4.577 | 3.689 | 2.7521 | 1.8376 | -0.78746 | -4.5752 | -6.9163 | -6.2102 |  | 10.3417 | 8.9867 | 8.6861 | 8.6721 | 8.5362 | 8.3304 | 8.255 | 8.077 | 7.189 | 6.2521 | 5.3376 | 2.7125 | -1.0752 | -3.4163 | -2.7102 |  | 389440 | 386463 | HAZEL GROVE | BREDBURY
| Bridgewater | 6.5232 | 5.3905 | 5.0801 | 4.7141 | 4.4053 | 4.104 | 3.885 | 3.7166 | 3.481 | 3.2434 | 3.0311 | 2.2789 | 0.8173 | -0.33935 | -1.249 |  | 13.5232 | 12.3905 | 12.0801 | 11.7141 | 11.4053 | 11.104 | 10.885 | 10.7166 | 10.481 | 10.2434 | 10.0311 | 9.2789 | 7.8173 | 6.6606 | 5.751 |  | 6.5232 | 6.3301 | 6.47 | 6.4172 | 6.4348 | 6.4985 | 6.5268 | 6.4922 | 6.3237 | 6.1869 | 6.0658 | 5.7258 | 5.2724 | 5.0003 | 4.7711 |  | 13.5232 | 13.3301 | 13.47 | 13.4172 | 13.4348 | 13.4985 | 13.5268 | 13.4922 | 13.3237 | 13.1869 | 13.0658 | 12.7258 | 12.2724 | 12.0003 | 11.7711 |  | 6.5232 | 6.1392 | 5.9203 | 5.5608 | 5.2597 | 4.9711 | 4.7621 | 4.599 | 4.3658 | 4.1277 | 3.9121 | 3.3 | 2.4746 | 1.9246 | 1.5041 |  | 13.5232 | 13.1392 | 12.9203 | 12.5608 | 12.2597 | 11.9711 | 11.7621 | 11.599 | 11.3658 | 11.1277 | 10.9121 | 10.3 | 9.4746 | 8.9246 | 8.5041 |  | 6.5232 | 4.9377 | 4.6136 | 4.2919 | 4.0294 | 3.7771 | 3.6291 | 3.5354 | 3.3578 | 3.1717 | 3.0137 | 2.3997 | 1.1768 | 0.26675 | -0.39326 |  | 13.5232 | 11.9377 | 11.6136 | 11.2919 | 11.0294 | 10.7771 | 10.6291 | 10.5354 | 10.3578 | 10.1717 | 10.0137 | 9.3997 | 8.1768 | 7.2668 | 6.6067 |  | 6.5232 | 4.6962 | 4.3567 | 4.0496 | 3.802 | 3.5637 | 3.4304 | 3.3365 | 3.0428 | 2.7306 | 2.4431 | 1.5947 | 0.40927 | -0.32824 | -0.47279 |  | 13.5232 | 11.6962 | 11.3567 | 11.0496 | 10.802 | 10.5637 | 10.4304 | 10.3365 | 10.0428 | 9.7306 | 9.4431 | 8.5947 | 7.4093 | 6.6718 | 6.5272 |  | 383543 | 397628 | BLOOM ST | SOUTH MANCHESTER
| Brinksway | 13.7746 | 9.8603 | 8.859 | 8.5731 | 8.0519 | 7.4375 | 7.2379 | 6.7073 | 6.2648 | 5.8468 | 5.7605 | 4.9536 | 2.6678 | 0.11262 | -1.4037 |  | 18.4116 | 14.4973 | 13.496 | 13.2101 | 12.6889 | 12.0745 | 11.8379 | 11.3073 | 10.8648 | 10.4468 | 10.3605 | 9.5536 | 7.2678 | 4.7126 | 3.1963 |  | 13.7746 | 12.5691 | 12.131 | 11.9764 | 11.6527 | 11.2837 | 11.1735 | 10.725 | 10.2976 | 9.9761 | 9.9581 | 9.633 | 9.0833 | 8.5191 | 8.3207 |  | 18.4116 | 17.2061 | 16.768 | 16.6134 | 16.2897 | 15.9207 | 15.7735 | 15.325 | 14.8976 | 14.5761 | 14.5581 | 14.233 | 13.6833 | 13.1191 | 12.9207 |  | 13.7746 | 11.8527 | 11.1262 | 10.8271 | 10.343 | 9.796 | 9.6132 | 9.1337 | 8.7116 | 8.3027 | 8.2071 | 7.8232 | 7.2997 | 6.8111 | 6.7849 |  | 18.4116 | 16.4897 | 15.7632 | 15.4641 | 14.98 | 14.433 | 14.2132 | 13.7337 | 13.3116 | 12.9027 | 12.8071 | 12.4232 | 11.8997 | 11.4111 | 11.3849 |  | 13.7746 | 8.4642 | 7.2932 | 7.0382 | 6.5155 | 5.8973 | 5.7371 | 5.224 | 4.7915 | 4.377 | 4.3031 | 3.5321 | 1.3683 | -0.79552 | -2.385 |  | 18.4116 | 13.1012 | 11.9302 | 11.6752 | 11.1525 | 10.5343 | 10.3371 | 9.824 | 9.3915 | 8.977 | 8.9031 | 8.1321 | 5.9683 | 3.8045 | 2.215 |  | 13.7746 | 7.7838 | 6.5494 | 6.3277 | 5.8266 | 5.2319 | 5.1097 | 4.5691 | 3.784 | 2.9951 | 2.5453 | 1.1171 | -0.89608 | -2.7512 | -2.4986 |  | 18.4116 | 12.4208 | 11.1864 | 10.9647 | 10.4636 | 9.8689 | 9.7097 | 9.1691 | 8.384 | 7.5951 | 7.1453 | 5.7171 | 3.7039 | 1.8488 | 2.1014 |  | 388434 | 389885 | ADSWOOD | BREDBURY
| Broadheath | 15.2754 | 12.9071 | 12.408 | 11.8155 | 10.8423 | 10.0718 | 9.6211 | 8.5754 | 7.6859 | 7.0777 | 6.6543 | 3.4884 | -5.039 | -12.0004 | -17.4489 |  | 20.1754 | 17.8071 | 17.308 | 16.7155 | 15.7423 | 14.9718 | 14.5211 | 13.4754 | 12.5859 | 11.9777 | 11.5543 | 8.3884 | -0.13904 | -7.1004 | -12.5489 |  | 15.2754 | 13.8308 | 13.9307 | 13.6881 | 13.0621 | 12.6325 | 12.2058 | 11.0733 | 9.9113 | 9.4197 | 9.0746 | 7.6449 | 5.5469 | 4.0709 | 2.9129 |  | 20.1754 | 18.7308 | 18.8307 | 18.5881 | 17.9621 | 17.5325 | 17.1058 | 15.9733 | 14.8113 | 14.3197 | 13.9746 | 12.5449 | 10.4469 | 8.9709 | 7.8129 |  | 15.2754 | 13.7241 | 13.3781 | 12.845 | 11.9798 | 11.3623 | 11.0735 | 10.1811 | 9.3792 | 8.8043 | 8.3692 | 6.6667 | 4.2107 | 2.5199 | 1.3946 |  | 20.1754 | 18.6241 | 18.2781 | 17.745 | 16.8798 | 16.2623 | 15.9735 | 15.0811 | 14.2792 | 13.7043 | 13.2692 | 11.5667 | 9.1107 | 7.4199 | 6.2946 |  | 15.2754 | 12.4634 | 11.9908 | 11.4672 | 10.5714 | 9.9243 | 9.6499 | 8.8022 | 8.0163 | 7.4635 | 6.9383 | 4.229 | -3.7442 | -10.2791 | -15.1457 |  | 20.1754 | 17.3634 | 16.8908 | 16.3672 | 15.4714 | 14.8243 | 14.5499 | 13.7022 | 12.9163 | 12.3635 | 11.8383 | 9.129 | 1.1558 | -5.3791 | -10.2457 |  | 15.2754 | 12.2941 | 11.8876 | 11.4522 | 10.644 | 10.0983 | 9.9143 | 8.8067 | 7.0313 | 5.2718 | 3.7016 | -1.4364 | -9.0605 | -13.7755 | -13.8159 |  | 20.1754 | 17.1941 | 16.7876 | 16.3522 | 15.544 | 14.9983 | 14.8143 | 13.7067 | 11.9313 | 10.1718 | 8.6016 | 3.4636 | -4.1605 | -8.8755 | -8.9159 |  | 376412 | 389026 | ALTRINCHAM | CARRINGTON
| Broadway | 12.9051 | 12.0308 | 11.7087 | 11.3256 | 11.1168 | 10.7979 | 10.3364 | 10.164 | 9.8791 | 9.5738 | 9.2315 | 7.5035 | 2.3977 | -2.4056 | -4.2992 |  | 17.0421 | 16.1678 | 15.8457 | 15.4626 | 15.2538 | 14.9349 | 14.4734 | 14.301 | 14.0161 | 13.7108 | 13.3685 | 11.6405 | 6.5347 | 1.7314 | -0.16216 |  | 12.9051 | 12.1042 | 11.9749 | 11.7393 | 11.657 | 11.485 | 11.1132 | 10.9017 | 10.5546 | 10.3338 | 10.0817 | 9.5024 | 8.6635 | 7.7399 | 8.0905 |  | 17.0421 | 16.2412 | 16.1119 | 15.8763 | 15.794 | 15.622 | 15.2502 | 15.0387 | 14.6916 | 14.4708 | 14.2187 | 13.6394 | 12.8005 | 11.8769 | 12.2275 |  | 12.9051 | 12.0689 | 11.7751 | 11.437 | 11.297 | 11.0896 | 10.7588 | 10.6858 | 10.4598 | 10.1906 | 9.8718 | 9.1746 | 8.2303 | 7.2585 | 7.7424 |  | 17.0421 | 16.2059 | 15.9121 | 15.574 | 15.434 | 15.2266 | 14.8958 | 14.8228 | 14.5968 | 14.3276 | 14.0088 | 13.3116 | 12.3673 | 11.3955 | 11.8794 |  | 12.9051 | 11.9813 | 11.6766 | 11.3181 | 11.14 | 10.8729 | 10.4881 | 10.4077 | 10.1982 | 9.9363 | 9.6487 | 7.9629 | 2.9715 | -1.6606 | -3.3126 |  | 17.0421 | 16.1183 | 15.8136 | 15.4551 | 15.277 | 15.0099 | 14.6251 | 14.5447 | 14.3352 | 14.0733 | 13.7857 | 12.0999 | 7.1085 | 2.4764 | 0.82444 |  | 12.9051 | 11.9898 | 11.7264 | 11.3908 | 11.234 | 11.0066 | 10.6558 | 10.4755 | 9.4521 | 8.3418 | 7.142 | 3.9344 | -0.75881 | -4.2554 | -2.6335 |  | 17.0421 | 16.1268 | 15.8634 | 15.5278 | 15.371 | 15.1436 | 14.7928 | 14.6125 | 13.5891 | 12.4788 | 11.279 | 8.0714 | 3.3782 | -0.11844 | 1.5035 |  | 344792 | 464471 | LANCASTER | HEYSHAM
| Buckshaw | 14.0001 | 12.5994 | 12.0566 | 11.7727 | 11.4583 | 11.1707 | 10.866 | 10.5994 | 10.3085 | 10.0256 | 9.7481 | 8.4748 | 5.4174 | 2.9287 | 0.79347 |  | 18.5001 | 17.0994 | 16.5566 | 16.2727 | 15.9583 | 15.6707 | 15.366 | 15.0994 | 14.8085 | 14.5256 | 14.2481 | 12.9748 | 9.9174 | 7.4287 | 5.2935 |  | 14.0001 | 13.321 | 13.1378 | 13.0117 | 12.851 | 12.7302 | 12.5201 | 12.2523 | 11.9185 | 11.6844 | 11.4519 | 10.7346 | 9.6989 | 8.9182 | 8.2491 |  | 18.5001 | 17.821 | 17.6378 | 17.5117 | 17.351 | 17.2302 | 17.0201 | 16.7523 | 16.4185 | 16.1844 | 15.9519 | 15.2346 | 14.1989 | 13.4182 | 12.7491 |  | 14.0001 | 13.0386 | 12.6055 | 12.3338 | 12.0366 | 11.7807 | 11.5148 | 11.2804 | 10.9981 | 10.7164 | 10.4374 | 9.5874 | 8.3782 | 7.4883 | 6.7927 |  | 18.5001 | 17.5386 | 17.1055 | 16.8338 | 16.5366 | 16.2807 | 16.0148 | 15.7804 | 15.4981 | 15.2164 | 14.9374 | 14.0874 | 12.8782 | 11.9883 | 11.2927 |  | 14.0001 | 12.2014 | 11.6078 | 11.3535 | 11.0637 | 10.8005 | 10.5332 | 10.3151 | 10.0492 | 9.7546 | 9.4545 | 8.0165 | 4.8094 | 2.3778 | 0.70012 |  | 18.5001 | 16.7014 | 16.1078 | 15.8535 | 15.5637 | 15.3005 | 15.0332 | 14.8151 | 14.5492 | 14.2546 | 13.9545 | 12.5165 | 9.3094 | 6.8778 | 5.2001 |  | 14.0001 | 12.0019 | 11.3804 | 11.1363 | 10.8367 | 10.568 | 10.2826 | 9.9836 | 9.3341 | 8.6488 | 7.9597 | 5.8572 | 2.8301 | 1.0604 | 0.84715 |  | 18.5001 | 16.5019 | 15.8804 | 15.6363 | 15.3367 | 15.068 | 14.7826 | 14.4836 | 13.8341 | 13.1488 | 12.4597 | 10.3572 | 7.3301 | 5.5604 | 5.3471 |  | 356748 | 421312 | LEYLAND | PENWORTHAM
| Burnley | 13.0398 | 11.5002 | 11.2508 | 11.0554 | 10.6649 | 10.2998 | 10.2317 | 9.9002 | 9.6377 | 9.3869 | 9.3087 | 7.8272 | 3.176 | -0.58163 | -3.2702 |  | 17.6768 | 16.1372 | 15.8878 | 15.6924 | 15.3019 | 14.9368 | 14.8687 | 14.5372 | 14.2747 | 14.0239 | 13.9457 | 12.4642 | 7.813 | 4.0554 | 1.3668 |  | 13.0398 | 11.9135 | 11.8847 | 11.7894 | 11.501 | 11.2523 | 11.2186 | 10.8395 | 10.4967 | 10.2936 | 10.2395 | 9.8509 | 9.2232 | 8.872 | 8.5705 |  | 17.6768 | 16.5505 | 16.5217 | 16.4264 | 16.138 | 15.8893 | 15.8556 | 15.4765 | 15.1337 | 14.9306 | 14.8765 | 14.4879 | 13.8602 | 13.509 | 13.2075 |  | 13.0398 | 11.628 | 11.4202 | 11.2471 | 10.8966 | 10.6028 | 10.6103 | 10.3385 | 10.0973 | 9.8491 | 9.7565 | 9.2562 | 8.5107 | 8.094 | 7.8819 |  | 17.6768 | 16.265 | 16.0572 | 15.8841 | 15.5336 | 15.2398 | 15.2473 | 14.9755 | 14.7343 | 14.4861 | 14.3935 | 13.8932 | 13.1477 | 12.731 | 12.5189 |  | 13.0398 | 11.2051 | 10.9272 | 10.7566 | 10.3928 | 10.0782 | 10.087 | 9.8446 | 9.6576 | 9.4605 | 9.4372 | 8.0586 | 3.5777 | -0.030322 | -2.5558 |  | 17.6768 | 15.8421 | 15.5642 | 15.3936 | 15.0298 | 14.7152 | 14.724 | 14.4816 | 14.2946 | 14.0975 | 14.0742 | 12.6956 | 8.2147 | 4.6067 | 2.0812 |  | 13.0398 | 11.0964 | 10.8433 | 10.7089 | 10.3834 | 10.1198 | 10.173 | 9.7977 | 8.7829 | 7.7342 | 6.8758 | 4.1141 | -0.0090832 | -2.4001 | -1.9551 |  | 17.6768 | 15.7334 | 15.4803 | 15.3459 | 15.0204 | 14.7568 | 14.81 | 14.4347 | 13.4199 | 12.3712 | 11.5128 | 8.7511 | 4.6279 | 2.2369 | 2.6819 |  | 385569 | 434469 | BURNLEY | ROCHDALE
| Burnley Centre | 11.1506 | 10.0287 | 9.7067 | 9.2567 | 8.9133 | 8.6628 | 8.5072 | 8.1359 | 7.8812 | 7.7921 | 7.6109 | 6.5962 | 2.9375 | -0.023305 | -2.1341 |  | 15.7876 | 14.6657 | 14.3437 | 13.8937 | 13.5503 | 13.2998 | 13.1442 | 12.7729 | 12.5182 | 12.4291 | 12.2479 | 11.2332 | 7.5745 | 4.6137 | 2.5029 |  | 11.1506 | 10.8455 | 10.9209 | 10.6807 | 10.5355 | 10.4546 | 10.34 | 9.8916 | 9.4657 | 9.5251 | 9.3959 | 9.2589 | 8.747 | 8.4828 | 8.2326 |  | 15.7876 | 15.4825 | 15.5579 | 15.3177 | 15.1725 | 15.0916 | 14.977 | 14.5286 | 14.1027 | 14.1621 | 14.0329 | 13.8959 | 13.384 | 13.1198 | 12.8696 |  | 11.1506 | 10.8465 | 10.6812 | 10.2496 | 9.9207 | 9.6839 | 9.5373 | 9.1864 | 8.9337 | 8.878 | 8.649 | 8.24 | 7.647 | 7.2091 | 6.8722 |  | 15.7876 | 15.4835 | 15.3182 | 14.8866 | 14.5577 | 14.3209 | 14.1743 | 13.8234 | 13.5707 | 13.515 | 13.286 | 12.877 | 12.284 | 11.8461 | 11.5092 |  | 11.1506 | 9.6544 | 9.2823 | 8.8445 | 8.511 | 8.2792 | 8.1507 | 7.809 | 7.5748 | 7.5282 | 7.3385 | 6.5691 | 3.1681 | 0.43632 | -1.4493 |  | 15.7876 | 14.2914 | 13.9193 | 13.4815 | 13.148 | 12.9162 | 12.7877 | 12.446 | 12.2118 | 12.1652 | 11.9755 | 11.2061 | 7.8051 | 5.0733 | 3.1877 |  | 11.1506 | 9.5029 | 9.1484 | 8.7663 | 8.4914 | 8.3188 | 8.2491 | 7.9399 | 7.3769 | 6.57 | 5.9526 | 3.7474 | 0.56805 | -1.3141 | -1.0026 |  | 15.7876 | 14.1399 | 13.7854 | 13.4033 | 13.1284 | 12.9558 | 12.8861 | 12.5769 | 12.0139 | 11.207 | 10.5896 | 8.3844 | 5.2051 | 3.3229 | 3.6344 |  | 384308 | 432288 | BURNLEY | ROCHDALE
| Burnley North | 5.2903 | 4.4277 | 4.1735 | 3.8921 | 3.5104 | 3.1576 | 2.9928 | 2.6724 | 2.3635 | 2.071 | 1.8496 | 0.42711 | -2.7582 | -5.178 | -6.8577 |  | 11.2903 | 10.4277 | 10.1735 | 9.8921 | 9.5104 | 9.1576 | 8.9928 | 8.6724 | 8.3635 | 8.071 | 7.8496 | 6.4271 | 3.2418 | 0.82195 | -0.85769 |  | 5.2903 | 4.6669 | 4.6138 | 4.4541 | 4.1851 | 3.9434 | 3.8124 | 3.4458 | 3.0584 | 2.8011 | 2.6367 | 2.024 | 0.97835 | 0.44884 | 0.14181 |  | 11.2903 | 10.6669 | 10.6138 | 10.4541 | 10.1851 | 9.9434 | 9.8124 | 9.4458 | 9.0584 | 8.8011 | 8.6367 | 8.024 | 6.9784 | 6.4488 | 6.1418 |  | 5.2903 | 4.539 | 4.3237 | 4.0585 | 3.7001 | 3.3808 | 3.2564 | 2.9687 | 2.6774 | 2.3912 | 2.1484 | 1.2074 | -0.054811 | -0.69223 | -1.0389 |  | 11.2903 | 10.539 | 10.3237 | 10.0585 | 9.7001 | 9.3808 | 9.2564 | 8.9687 | 8.6774 | 8.3912 | 8.1484 | 7.2074 | 5.9452 | 5.3078 | 4.9611 |  | 5.2903 | 4.273 | 4.0227 | 3.7606 | 3.3976 | 3.0836 | 2.9848 | 2.7417 | 2.4916 | 2.1296 | 1.8053 | 0.23496 | -4.2341 | -7.6027 | -9.4849 |  | 11.2903 | 10.273 | 10.0227 | 9.7606 | 9.3976 | 9.0836 | 8.9848 | 8.7417 | 8.4916 | 8.1296 | 7.8053 | 6.235 | 1.7659 | -1.6027 | -3.4849 |  | 5.2903 | 4.2124 | 3.9762 | 3.7439 | 3.4071 | 3.1137 | 3.0273 | 2.7067 | 1.9423 | 1.1194 | 0.3852 | -1.8102 | -5.3821 | -8.2108 | -9.2247 |  | 11.2903 | 10.2124 | 9.9762 | 9.7439 | 9.4071 | 9.1137 | 9.0273 | 8.7067 | 7.9423 | 7.1194 | 6.3852 | 4.1898 | 0.61786 | -2.2108 | -3.2247 |  | 384418 | 434168 | BURNLEY | ROCHDALE
| Burrow Beck | 7.6669 | 5.1207 | 4.2689 | 3.858 | 3.4227 | 2.9702 | 2.3995 | 2.1198 | 1.7092 | 1.0193 | 0.82321 | -1.2459 | -7.021 | -13.0336 | -15.6008 |  | 11.6669 | 9.1207 | 8.2689 | 7.858 | 7.4227 | 6.9702 | 6.3995 | 6.1198 | 5.7092 | 5.0193 | 4.8232 | 2.7541 | -3.021 | -9.0336 | -11.6008 |  | 7.6669 | 6.5756 | 6.3884 | 6.283 | 6.1434 | 6.0204 | 5.6678 | 5.3914 | 4.931 | 4.4133 | 4.3031 | 3.3121 | 2.1026 | -0.05363 | -0.11478 |  | 11.6669 | 10.5756 | 10.3884 | 10.283 | 10.1434 | 10.0204 | 9.6678 | 9.3914 | 8.931 | 8.4133 | 8.3031 | 7.3121 | 6.1026 | 3.9464 | 3.8852 |  | 7.6669 | 6.1366 | 5.509 | 5.1444 | 4.7755 | 4.4304 | 3.9903 | 3.8053 | 3.416 | 2.7472 | 2.5234 | 1.1961 | -0.30569 | -2.7263 | -3.4742 |  | 11.6669 | 10.1366 | 9.509 | 9.1444 | 8.7755 | 8.4304 | 7.9903 | 7.8053 | 7.416 | 6.7472 | 6.5234 | 5.1961 | 3.6943 | 1.2737 | 0.52579 |  | 7.6669 | 4.3755 | 3.4256 | 3.0633 | 2.6699 | 2.2613 | 1.7578 | 1.5744 | 1.2139 | 0.49657 | -0.15024 | -3.6451 | -11.5687 | -16.8438 | -19.3785 |  | 11.6669 | 8.3755 | 7.4256 | 7.0633 | 6.6699 | 6.2613 | 5.7578 | 5.5744 | 5.2139 | 4.4966 | 3.8498 | 0.35486 | -7.5687 | -12.8438 | -15.3785 |  | 7.6669 | 4.0147 | 3.0218 | 2.6657 | 2.2483 | 1.8309 | 1.2959 | 0.99238 | -0.33192 | -1.9165 | -3.6374 | -8.4476 | -15.9656 | -19.5755 | -19.1793 |  | 11.6669 | 8.0147 | 7.0218 | 6.6657 | 6.2483 | 5.8309 | 5.2959 | 4.9924 | 3.6681 | 2.0835 | 0.36256 | -4.4476 | -11.9656 | -15.5755 | -15.1793 |  | 347903 | 458401 | LANCASTER | HEYSHAM
| Burscough Bridge | 5.6774 | 4.9747 | 4.6309 | 4.2479 | 3.758 | 3.3135 | 2.822 | 2.3169 | 1.8571 | 1.4605 | 1.1222 | -0.32781 | -3.6683 | -6.1855 | -8.6111 |  | 9.1774 | 8.4747 | 8.1309 | 7.7479 | 7.258 | 6.8135 | 6.322 | 5.8169 | 5.3571 | 4.9605 | 4.6222 | 3.1722 | -0.1683 | -2.6855 | -5.1111 |  | 5.6774 | 5.244 | 5.361 | 5.3668 | 5.3088 | 5.3593 | 5.3017 | 5.0345 | 4.6151 | 4.4043 | 4.1727 | 3.4718 | 2.3638 | 1.5764 | 0.94628 |  | 9.1774 | 8.744 | 8.861 | 8.8668 | 8.8088 | 8.8593 | 8.8017 | 8.5345 | 8.1151 | 7.9043 | 7.6727 | 6.9718 | 5.8638 | 5.0764 | 4.4463 |  | 5.6774 | 5.1587 | 4.8897 | 4.5825 | 4.2068 | 3.9268 | 3.6274 | 3.286 | 2.8814 | 2.479 | 2.0938 | 1.04 | -0.24015 | -0.92987 | -1.1394 |  | 9.1774 | 8.6587 | 8.3897 | 8.0825 | 7.7068 | 7.4268 | 7.1274 | 6.786 | 6.3814 | 5.979 | 5.5938 | 4.54 | 3.2599 | 2.5701 | 2.3606 |  | 5.6774 | 4.8569 | 4.5066 | 4.1323 | 3.6394 | 3.1929 | 2.703 | 2.2072 | 1.7215 | 1.2891 | 0.91448 | -0.65992 | -3.9697 | -6.0266 | -8.0485 |  | 9.1774 | 8.3569 | 8.0066 | 7.6323 | 7.1394 | 6.6929 | 6.203 | 5.7072 | 5.2215 | 4.7891 | 4.4145 | 2.8401 | -0.46967 | -2.5266 | -4.5485 |  | 5.6774 | 4.8058 | 4.4474 | 4.0728 | 3.5849 | 3.1749 | 2.7301 | 2.2717 | 1.4658 | 0.64151 | -0.16771 | -2.4671 | -5.2998 | -6.809 | -6.7459 |  | 9.1774 | 8.3058 | 7.9474 | 7.5728 | 7.0849 | 6.6749 | 6.2301 | 5.7717 | 4.9658 | 4.1415 | 3.3323 | 1.0329 | -1.7998 | -3.309 | -3.2459 |  | 344595 | 412486 | WRIGHTINGTON | PENWORTHAM
| Bury Town Centre | 11.3167 | 8.654 | 7.9036 | 7.7173 | 7.3494 | 6.9695 | 6.6891 | 6.2365 | 5.8238 | 5.6059 | 5.3502 | 3.9425 | 0.43481 | -3.2237 | -5.7784 |  | 15.4537 | 12.791 | 12.0406 | 11.8543 | 11.4864 | 11.1065 | 10.8261 | 10.3735 | 9.9608 | 9.7429 | 9.4872 | 8.0795 | 4.5718 | 0.91331 | -1.6414 |  | 11.3167 | 10.5673 | 10.3482 | 10.3671 | 10.2402 | 10.1309 | 10.0142 | 9.6448 | 9.2493 | 9.1565 | 9.008 | 8.378 | 7.6562 | 7.038 | 6.6816 |  | 15.4537 | 14.7043 | 14.4852 | 14.5041 | 14.3772 | 14.2679 | 14.1512 | 13.7818 | 13.3863 | 13.2935 | 13.145 | 12.515 | 11.7932 | 11.175 | 10.8186 |  | 11.3167 | 10.2345 | 9.7159 | 9.5355 | 9.2091 | 8.8937 | 8.6741 | 8.2864 | 7.9069 | 7.6867 | 7.423 | 6.6366 | 5.7161 | 5.0651 | 4.8323 |  | 15.4537 | 14.3715 | 13.8529 | 13.6725 | 13.3461 | 13.0307 | 12.8111 | 12.4234 | 12.0439 | 11.8237 | 11.56 | 10.7736 | 9.8531 | 9.2021 | 8.9693 |  | 11.3167 | 7.7259 | 6.8682 | 6.6984 | 6.3256 | 5.9536 | 5.6998 | 5.2746 | 4.86 | 4.6428 | 4.3921 | 3.0219 | -0.31562 | -3.1491 | -5.5061 |  | 15.4537 | 11.8629 | 11.0052 | 10.8354 | 10.4626 | 10.0906 | 9.8368 | 9.4116 | 8.997 | 8.7798 | 8.5291 | 7.1589 | 3.8214 | 0.98793 | -1.3691 |  | 11.3167 | 7.2926 | 6.4179 | 6.2933 | 5.9623 | 5.6385 | 5.4334 | 4.9753 | 4.05 | 3.2907 | 2.4828 | 0.13736 | -2.9904 | -5.4875 | -5.1477 |  | 15.4537 | 11.4296 | 10.5549 | 10.4303 | 10.0993 | 9.7755 | 9.5704 | 9.1123 | 8.187 | 7.4277 | 6.6198 | 4.2744 | 1.1466 | -1.3505 | -1.0107 |  | 380863 | 410807 | BURY | KEARSLEY
| Campbell St | 6.004 | 5.6482 | 5.3563 | 5.2681 | 4.9147 | 4.6461 | 9.8097 | 9.4989 | 9.2519 | 8.9694 | 8.7382 | 7.0057 | 2.1119 | -1.8444 | -4.5234 |  | 9.504 | 9.1482 | 8.8563 | 8.7681 | 8.4147 | 8.1461 | 7.9097 | 7.5989 | 7.3519 | 7.0694 | 6.8382 | 5.1057 | 0.21194 | -3.7444 | -6.4234 |  | 6.004 | 5.608 | 5.5555 | 5.6324 | 5.4688 | 5.4176 | 10.7251 | 10.4172 | 10.124 | 9.9139 | 9.7291 | 9.1683 | 8.148 | 7.5576 | 7.257 |  | 9.504 | 9.108 | 9.0555 | 9.1324 | 8.9688 | 8.9176 | 8.8251 | 8.5172 | 8.224 | 8.0139 | 7.8291 | 7.2683 | 6.248 | 5.6576 | 5.357 |  | 6.004 | 5.6745 | 5.4134 | 5.3579 | 5.0589 | 4.8813 | 10.156 | 9.9269 | 9.7177 | 9.4488 | 9.2109 | 8.3001 | 6.7981 | 6.0158 | 5.7276 |  | 9.504 | 9.1745 | 8.9134 | 8.8579 | 8.5589 | 8.3813 | 8.256 | 8.0269 | 7.8177 | 7.5488 | 7.3109 | 6.4001 | 4.8981 | 4.1158 | 3.8276 |  | 6.004 | 5.6702 | 5.4067 | 5.365 | 5.0433 | 4.8199 | 10.055 | 9.8125 | 9.6191 | 9.3645 | 9.0462 | 6.8872 | 0.4045 | -4.8535 | -7.9077 |  | 9.504 | 9.1702 | 8.9067 | 8.865 | 8.5433 | 8.3199 | 8.155 | 7.9125 | 7.7191 | 7.4645 | 7.1462 | 4.9872 | -1.4955 | -6.7535 | -9.8077 |  | 6.004 | 5.7103 | 5.4862 | 5.4676 | 5.1671 | 4.9719 | 10.2243 | 9.8786 | 8.9274 | 7.845 | 6.7229 | 3.424 | -2.1706 | -6.0316 | -7.4 |  | 9.504 | 9.2103 | 8.9862 | 8.9676 | 8.6671 | 8.4719 | 8.3243 | 7.9786 | 7.0274 | 5.945 | 4.8229 | 1.524 | -4.0706 | -7.9316 | -9.3 |  | 372937 | 406428 | KEARSLEY LOCAL | KEARSLEY
| Cannon St | 12.6456 | 11.288 | 10.6038 | 10.0884 | 9.5064 | 9.2539 | 8.8688 | 8.3775 | 7.985 | 7.7863 | 7.4872 | 6.4084 | 4.3302 | 2.6011 | 1.3989 |  | 33.6456 | 32.288 | 31.6038 | 31.0884 | 30.5064 | 30.2539 | 29.8688 | 29.3775 | 28.985 | 28.7863 | 28.4872 | 27.4084 | 25.3302 | 23.6011 | 22.3989 |  | 12.6456 | 12.7041 | 12.9079 | 13.0513 | 13.1546 | 13.5948 | 13.6965 | 13.0827 | 12.2949 | 12.3055 | 12.3204 | 12.2312 | 12.4417 | 12.6978 | 13.0283 |  | 33.6456 | 33.7041 | 33.9079 | 34.0513 | 34.1546 | 34.5948 | 34.6965 | 34.0827 | 33.2949 | 33.3055 | 33.3204 | 33.2312 | 33.4417 | 33.6978 | 34.0283 |  | 12.6456 | 12.4162 | 11.8835 | 11.3794 | 10.815 | 10.5704 | 10.2007 | 9.731 | 9.3446 | 9.1425 | 8.8441 | 8.02 | 7.1879 | 6.7101 | 6.5463 |  | 33.6456 | 33.4162 | 32.8835 | 32.3794 | 31.815 | 31.5704 | 31.2007 | 30.731 | 30.3446 | 30.1425 | 29.8441 | 29.02 | 28.1879 | 27.7101 | 27.5463 |  | 12.6456 | 10.5814 | 9.8646 | 9.417 | 8.8966 | 8.7158 | 8.3988 | 7.9793 | 7.6566 | 7.5344 | 7.3148 | 6.4985 | 4.9424 | 3.7813 | 3.1585 |  | 33.6456 | 31.5814 | 30.8646 | 30.417 | 29.8966 | 29.7158 | 29.3988 | 28.9793 | 28.6566 | 28.5344 | 28.3148 | 27.4985 | 25.9424 | 24.7813 | 24.1585 |  | 12.6456 | 10.2197 | 9.478 | 9.0593 | 8.5667 | 8.4178 | 8.1331 | 7.7488 | 7.212 | 6.8418 | 6.3705 | 5.0424 | 3.4678 | 2.535 | 2.8855 |  | 33.6456 | 31.2197 | 30.478 | 30.0593 | 29.5667 | 29.4178 | 29.1331 | 28.7488 | 28.212 | 27.8418 | 27.3705 | 26.0424 | 24.4678 | 23.535 | 23.8855 |  | 384064 | 398635 | RED BANK | WHITEGATE
| Capontree | 16.6048 | 15.6216 | 15.1864 | 14.8862 | 14.4842 | 14.0323 | 13.632 | 13.2472 | 12.8108 | 12.4531 | 12.1556 | 10.6781 | 7.4779 | 5.3498 | 3.5306 |  | 20.7418 | 19.7586 | 19.3234 | 19.0232 | 18.6212 | 18.1693 | 17.769 | 17.3842 | 16.9478 | 16.5901 | 16.2926 | 14.8151 | 11.6149 | 9.4868 | 7.6676 |  | 16.6048 | 16.1898 | 16.1037 | 16.0259 | 15.8685 | 15.7098 | 15.5504 | 15.3011 | 14.9833 | 14.8223 | 14.6796 | 14.051 | 12.9043 | 11.9087 | 11.2054 |  | 20.7418 | 20.3268 | 20.2407 | 20.1629 | 20.0055 | 19.8468 | 19.6874 | 19.4381 | 19.1203 | 18.9593 | 18.8166 | 18.188 | 17.0413 | 16.0457 | 15.3424 |  | 16.6048 | 16.1586 | 15.8848 | 15.6886 | 15.4416 | 15.205 | 15.0388 | 14.8274 | 14.4604 | 14.0886 | 13.7601 | 12.7116 | 11.3818 | 10.4629 | 10.2825 |  | 20.7418 | 20.2956 | 20.0218 | 19.8256 | 19.5786 | 19.342 | 19.1758 | 18.9644 | 18.5974 | 18.2256 | 17.8971 | 16.8486 | 15.5188 | 14.5999 | 14.4195 |  | 16.6048 | 15.4071 | 14.947 | 14.664 | 14.2761 | 13.8401 | 13.4673 | 13.1189 | 12.7029 | 12.3382 | 12.0265 | 10.4321 | 7.0965 | 4.9719 | 3.483 |  | 20.7418 | 19.5441 | 19.084 | 18.801 | 18.4131 | 17.9771 | 17.6043 | 17.2559 | 16.8399 | 16.4752 | 16.1635 | 14.5691 | 11.2335 | 9.1089 | 7.62 |  | 16.6048 | 15.3133 | 14.8351 | 14.5317 | 14.1299 | 13.7178 | 13.382 | 13.0256 | 12.281 | 11.4828 | 10.737 | 8.3948 | 5.4777 | 4.0197 | 4.2006 |  | 20.7418 | 19.4503 | 18.9721 | 18.6687 | 18.2669 | 17.8548 | 17.519 | 17.1626 | 16.418 | 15.6198 | 14.874 | 12.5318 | 9.6147 | 8.1567 | 8.3376 |  | 352906 | 559671 | CARLISLE | HARKER
| Carleton | 2.9942 | 2.9264 | 2.7894 | 2.6651 | 2.5213 | 2.3697 | 2.2316 | 2.1062 | 1.9777 | 1.8448 | 1.7318 | 1.2986 | 0.57941 | 0.19759 | -0.018928 |  | 5.4942 | 5.4264 | 5.2894 | 5.1651 | 5.0213 | 4.8697 | 4.7316 | 4.6062 | 4.4777 | 4.3448 | 4.2318 | 3.7986 | 3.0794 | 2.6976 | 2.4811 |  | 2.9942 | 2.9373 | 2.9053 | 2.873 | 2.8185 | 2.7635 | 2.6841 | 2.5669 | 2.4295 | 2.3501 | 2.2852 | 2.0385 | 1.6389 | 1.3607 | 1.2233 |  | 5.4942 | 5.4373 | 5.4053 | 5.373 | 5.3185 | 5.2635 | 5.1841 | 5.0669 | 4.9295 | 4.8501 | 4.7852 | 4.5385 | 4.1389 | 3.8607 | 3.7233 |  | 2.9942 | 2.9467 | 2.827 | 2.7346 | 2.6349 | 2.5441 | 2.4693 | 2.392 | 2.2668 | 2.1308 | 2.0098 | 1.6461 | 1.1533 | 0.90178 | 0.88243 |  | 5.4942 | 5.4467 | 5.327 | 5.2346 | 5.1349 | 5.0441 | 4.9693 | 4.892 | 4.7668 | 4.6308 | 4.5098 | 4.1461 | 3.6533 | 3.4018 | 3.3824 |  | 2.9942 | 2.9366 | 2.8133 | 2.6981 | 2.5656 | 2.437 | 2.335 | 2.217 | 1.945 | 1.7317 | 1.5353 | 0.94408 | 0.16503 | -0.21293 | -0.40482 |  | 5.4942 | 5.4366 | 5.3133 | 5.1981 | 5.0656 | 4.937 | 4.835 | 4.717 | 4.445 | 4.2317 | 4.0353 | 3.4441 | 2.665 | 2.2871 | 2.0952 |  | 2.9942 | 2.9424 | 2.8192 | 2.6921 | 2.5544 | 2.434 | 2.3411 | 2.1934 | 1.8817 | 1.6264 | 1.3896 | 0.75131 | 0.044698 | -0.26233 | -0.31707 |  | 5.4942 | 5.4424 | 5.3192 | 5.1921 | 5.0544 | 4.934 | 4.8411 | 4.6934 | 4.3817 | 4.1264 | 3.8896 | 3.2513 | 2.5447 | 2.2377 | 2.1829 |  | 308796 | 498305 | EGREMONT | HARKER
| Carlisle North | 10.4265 | 9.0352 | 8.0507 | 7.632 | 7.645 | 7.2767 | 6.85 | 6.7312 | 6.7754 | 6.4924 | 6.2256 | 4.9326 | 2.1691 | -0.2561 | -2.9104 |  | 30.9265 | 29.5352 | 28.5507 | 28.132 | 28.145 | 27.7767 | 27.35 | 27.2312 | 27.2754 | 26.9924 | 26.7256 | 25.4326 | 22.6691 | 20.2439 | 17.5896 |  | 10.4265 | 10.2589 | 10.0579 | 10.0546 | 10.3954 | 10.4702 | 10.4742 | 10.4206 | 10.0263 | 10.0044 | 10.0007 | 9.6819 | 9.1849 | 8.0822 | 7.1042 |  | 30.9265 | 30.7589 | 30.5579 | 30.5546 | 30.8954 | 30.9702 | 30.9742 | 30.9206 | 30.5263 | 30.5044 | 30.5007 | 30.1819 | 29.6849 | 28.5822 | 27.6042 |  | 10.4265 | 10.0329 | 9.2856 | 8.887 | 8.9332 | 8.5557 | 8.1713 | 8.0788 | 8.2028 | 7.9293 | 7.6744 | 6.8013 | 5.7687 | 4.1692 | 2.8199 |  | 30.9265 | 30.5329 | 29.7856 | 29.387 | 29.4332 | 29.0557 | 28.6713 | 28.5788 | 28.7028 | 28.4293 | 28.1744 | 27.3013 | 26.2687 | 24.6692 | 23.3199 |  | 10.4265 | 8.4204 | 7.3286 | 6.9336 | 6.9706 | 6.5647 | 6.0921 | 5.9452 | 5.9648 | 5.5864 | 4.9778 | 2.3517 | -1.9252 | -4.5871 | -5.56 |  | 30.9265 | 28.9204 | 27.8286 | 27.4336 | 27.4706 | 27.0647 | 26.5921 | 26.4452 | 26.4648 | 26.0864 | 25.4778 | 22.8517 | 18.5748 | 15.9129 | 14.94 |  | 10.4265 | 8.1044 | 6.9521 | 6.5475 | 6.5208 | 6.0857 | 5.5381 | 5.2889 | 4.8302 | 4.0009 | 3.1233 | 0.19208 | -3.8678 | -5.6385 | -5.8645 |  | 30.9265 | 28.6044 | 27.4521 | 27.0475 | 27.0208 | 26.5857 | 26.0381 | 25.7889 | 25.3302 | 24.5009 | 23.6233 | 20.6921 | 16.6322 | 14.8615 | 14.6355 |  | 338547 | 560280 | - | HARKER
| Carr St | 11.067 | 9.5703 | 9.1597 | 8.9033 | 8.5164 | 8.1699 | 7.8532 | 7.4976 | 7.2126 | 6.8546 | 6.5711 | 4.5715 | -1.2908 | -6.045 | -9.4827 |  | 15.204 | 13.7073 | 13.2967 | 13.0403 | 12.6534 | 12.3069 | 11.9902 | 11.6346 | 11.3496 | 10.9916 | 10.7081 | 8.7085 | 2.8462 | -1.908 | -5.3457 |  | 11.067 | 10.1993 | 10.0657 | 9.9523 | 9.7035 | 9.516 | 9.2811 | 8.8781 | 8.5112 | 8.2387 | 8.0141 | 7.3558 | 6.4567 | 5.8725 | 5.5073 |  | 15.204 | 14.3363 | 14.2027 | 14.0893 | 13.8405 | 13.653 | 13.4181 | 13.0151 | 12.6482 | 12.3757 | 12.1511 | 11.4928 | 10.5937 | 10.0095 | 9.6443 |  | 11.067 | 10.193 | 9.8905 | 9.6721 | 9.3558 | 9.1252 | 8.9407 | 8.6916 | 8.4598 | 8.1299 | 7.8491 | 6.9611 | 5.8139 | 5.1167 | 4.8179 |  | 15.204 | 14.33 | 14.0275 | 13.8091 | 13.4928 | 13.2622 | 13.0777 | 12.8286 | 12.5968 | 12.2669 | 11.9861 | 11.0981 | 9.9509 | 9.2537 | 8.9549 |  | 11.067 | 9.2978 | 8.8875 | 8.6599 | 8.3051 | 8.0144 | 7.7793 | 7.5257 | 7.3188 | 7.0002 | 6.6969 | 4.6398 | -1.0291 | -5.6471 | -8.7633 |  | 15.204 | 13.4348 | 13.0245 | 12.7969 | 12.4421 | 12.1514 | 11.9163 | 11.6627 | 11.4558 | 11.1372 | 10.8339 | 8.7768 | 3.1079 | -1.5101 | -4.6263 |  | 11.067 | 9.2005 | 8.8274 | 8.6281 | 8.2968 | 8.0479 | 7.8442 | 7.4384 | 6.2532 | 4.9177 | 3.6416 | -0.095311 | -5.4744 | -8.6232 | -8.0324 |  | 15.204 | 13.3375 | 12.9644 | 12.7651 | 12.4338 | 12.1849 | 11.9812 | 11.5754 | 10.3902 | 9.0547 | 7.7786 | 4.0417 | -1.3374 | -4.4862 | -3.8954 |  | 376984 | 401329 | KEARSLEY LOCAL | KEARSLEY
| Castleton | 10.0873 | 8.668 | 8.4057 | 8.1325 | 7.6786 | 7.2414 | 7.0854 | 6.6972 | 6.3443 | 6.0327 | 5.866 | 4.2676 | -0.51786 | -4.3936 | -7.3711 |  | 14.7243 | 13.305 | 13.0427 | 12.7695 | 12.3156 | 11.8784 | 11.7224 | 11.3342 | 10.9813 | 10.6697 | 10.503 | 8.9046 | 4.1191 | 0.2434 | -2.7341 |  | 10.0873 | 9.3118 | 9.3678 | 9.2942 | 9.053 | 8.8599 | 8.8397 | 8.4917 | 8.1279 | 7.9145 | 7.7968 | 7.2274 | 6.3287 | 5.7116 | 5.1861 |  | 14.7243 | 13.9488 | 14.0048 | 13.9312 | 13.69 | 13.4969 | 13.4767 | 13.1287 | 12.7649 | 12.5515 | 12.4338 | 11.8644 | 10.9657 | 10.3486 | 9.8231 |  | 10.0873 | 9.2622 | 9.0971 | 8.8554 | 8.4582 | 8.111 | 8.044 | 7.7358 | 7.4242 | 7.1276 | 6.9509 | 6.2199 | 5.1227 | 4.355 | 3.8278 |  | 14.7243 | 13.8992 | 13.7341 | 13.4924 | 13.0952 | 12.748 | 12.681 | 12.3728 | 12.0612 | 11.7646 | 11.5879 | 10.8569 | 9.7597 | 8.992 | 8.4648 |  | 10.0873 | 8.3778 | 8.1179 | 7.8803 | 7.462 | 7.072 | 6.9869 | 6.6801 | 6.3881 | 6.1111 | 5.9761 | 4.3955 | -0.36212 | -4.0838 | -6.6906 |  | 14.7243 | 13.0148 | 12.7549 | 12.5173 | 12.099 | 11.709 | 11.6239 | 11.3171 | 11.0251 | 10.7481 | 10.6131 | 9.0325 | 4.2749 | 0.55321 | -2.0536 |  | 10.0873 | 8.2573 | 8.0237 | 7.8171 | 7.4236 | 7.0689 | 7.0109 | 6.6012 | 5.5657 | 4.5144 | 3.607 | 0.64367 | -3.7806 | -6.3497 | -6.1121 |  | 14.7243 | 12.8943 | 12.6607 | 12.4541 | 12.0606 | 11.7059 | 11.6479 | 11.2382 | 10.2027 | 9.1514 | 8.244 | 5.2807 | 0.85644 | -1.7127 | -1.4751 |  | 388461 | 411290 | CASTLETON | ROCHDALE
| Catterall Waterworks | -3.2664 | -3.2623 | -3.5027 | -3.6431 | -3.7473 | -3.9153 | -4.0403 | -4.1154 | -4.28 | -4.4014 | -4.505 | -4.8435 | -5.4459 | -5.9409 | -6.205 |  | -0.76641 | -0.76229 | -1.0027 | -1.1431 | -1.2473 | -1.4153 | -1.5403 | -1.6154 | -1.78 | -1.9014 | -2.005 | -2.3435 | -2.9459 | -3.4409 | -3.705 |  | -3.2664 | -3.1755 | -3.1254 | -3.0253 | -2.8742 | -2.7498 | -2.6623 | -2.609 | -2.6932 | -2.7255 | -2.7473 | -2.7948 | -2.7861 | -2.7737 | -2.6414 |  | -0.76641 | -0.67551 | -0.62536 | -0.52527 | -0.37416 | -0.2498 | -0.16228 | -0.10902 | -0.19317 | -0.22547 | -0.24734 | -0.2948 | -0.28605 | -0.27366 | -0.14145 |  | -3.2664 | -3.1549 | -3.3664 | -3.4989 | -3.5938 | -3.7472 | -3.8566 | -3.9187 | -4.0785 | -4.1997 | -4.3054 | -4.5725 | -4.8319 | -5.0245 | -4.9908 |  | -0.76641 | -0.6549 | -0.86644 | -0.99888 | -1.0938 | -1.2472 | -1.3566 | -1.4187 | -1.5785 | -1.6997 | -1.8054 | -2.0725 | -2.3319 | -2.5245 | -2.4908 |  | -3.2664 | -3.2848 | -3.509 | -3.6254 | -3.7076 | -3.8531 | -3.9561 | -4.0071 | -4.1509 | -4.2544 | -4.3402 | -4.6272 | -5.0975 | -5.4102 | -5.435 |  | -0.76641 | -0.78477 | -1.009 | -1.1254 | -1.2076 | -1.3531 | -1.4561 | -1.5071 | -1.6509 | -1.7544 | -1.8402 | -2.1272 | -2.5975 | -2.9102 | -2.935 |  | -3.2664 | -3.3061 | -3.5347 | -3.6502 | -3.7331 | -3.8776 | -3.9801 | -4.032 | -4.2429 | -4.4191 | -4.5791 | -5.001 | -5.4333 | -5.6459 | -5.387 |  | -0.76641 | -0.80609 | -1.0347 | -1.1502 | -1.2331 | -1.3776 | -1.4801 | -1.532 | -1.7429 | -1.9191 | -2.0791 | -2.501 | -2.9333 | -3.1459 | -2.887 |  | 349381 | 442178 | RIBBLE | PENWORTHAM
| Cecil St | 9.8642 | 8.7859 | 8.3368 | 8.1512 | 7.8006 | 7.5051 | 7.1953 | 6.8579 | 6.5186 | 6.2776 | 6.0441 | 4.4165 | -0.35208 | -4.0418 | -6.613 |  | 15.0542 | 13.9759 | 13.5268 | 13.3412 | 12.9906 | 12.6951 | 12.3853 | 12.0479 | 11.7086 | 11.4676 | 11.2341 | 9.6065 | 4.8379 | 1.1482 | -1.423 |  | 9.8642 | 9.0296 | 8.8359 | 8.7981 | 8.5869 | 8.4362 | 8.1886 | 7.7876 | 7.323 | 7.1829 | 7.0219 | 6.5668 | 5.903 | 5.5605 | 5.2778 |  | 15.0542 | 14.2196 | 14.0259 | 13.9881 | 13.7769 | 13.6262 | 13.3786 | 12.9776 | 12.513 | 12.3729 | 12.2119 | 11.7568 | 11.093 | 10.7505 | 10.4678 |  | 9.8642 | 8.8537 | 8.4544 | 8.3186 | 8.0388 | 7.8418 | 7.6446 | 7.3969 | 7.1172 | 6.9054 | 6.676 | 6.0306 | 5.1287 | 4.6489 | 4.378 |  | 15.0542 | 14.0437 | 13.6444 | 13.5086 | 13.2288 | 13.0318 | 12.8346 | 12.5869 | 12.3072 | 12.0954 | 11.866 | 11.2206 | 10.3187 | 9.8389 | 9.568 |  | 9.8642 | 8.5851 | 8.1234 | 7.9678 | 7.6492 | 7.4032 | 7.1643 | 6.9097 | 6.6357 | 6.4456 | 6.2675 | 4.7645 | 0.22425 | -3.2526 | -5.6286 |  | 15.0542 | 13.7751 | 13.3134 | 13.1578 | 12.8392 | 12.5932 | 12.3543 | 12.0997 | 11.8257 | 11.6356 | 11.4575 | 9.9545 | 5.4143 | 1.9374 | -0.43858 |  | 9.8642 | 8.5266 | 8.1039 | 8.006 | 7.7497 | 7.5742 | 7.4043 | 7.0952 | 6.0455 | 5.0248 | 3.9967 | 1.044 | -3.1478 | -5.4918 | -4.9098 |  | 15.0542 | 13.7166 | 13.2939 | 13.196 | 12.9397 | 12.7642 | 12.5943 | 12.2852 | 11.2355 | 10.2148 | 9.1867 | 6.234 | 2.0422 | -0.30177 | 0.28015 |  | 331301 | 437023 | BLACKPOOL | PENWORTHAM
| Central Manchester | 15.9083 | 13.8961 | 13.3393 | 13.0599 | 12.6879 | 12.4312 | 31.2184 | 30.8952 | 30.6506 | 30.3761 | 30.1713 | 29.4423 | 28.0692 | 26.9979 | 26.1398 |  | 24.9083 | 22.8961 | 22.3393 | 22.0599 | 21.6879 | 21.4312 | 21.2184 | 20.8952 | 20.6506 | 20.3761 | 20.1713 | 19.4423 | 18.0692 | 16.9979 | 16.1398 |  | 15.9083 | 15.6589 | 15.6207 | 15.5897 | 15.5036 | 15.5223 | 34.4751 | 34.2515 | 33.9611 | 33.7873 | 33.6594 | 33.2655 | 32.6919 | 32.3286 | 32.0205 |  | 24.9083 | 24.6589 | 24.6207 | 24.5897 | 24.5036 | 24.5223 | 24.4751 | 24.2515 | 23.9611 | 23.7873 | 23.6594 | 23.2655 | 22.6919 | 22.3286 | 22.0205 |  | 15.9083 | 15.3465 | 14.9732 | 14.6897 | 14.3314 | 14.0748 | 32.8619 | 32.5508 | 32.3037 | 32.0325 | 31.8217 | 31.1792 | 30.2608 | 29.6415 | 29.1517 |  | 24.9083 | 24.3465 | 23.9732 | 23.6897 | 23.3314 | 23.0748 | 22.8619 | 22.5508 | 22.3037 | 22.0325 | 21.8217 | 21.1792 | 20.2608 | 19.6415 | 19.1517 |  | 15.9083 | 13.0381 | 12.4018 | 12.1706 | 11.793 | 11.6136 | 30.4215 | 30.1016 | 29.9058 | 29.6434 | 29.498 | 28.9329 | 27.8834 | 27.0935 | 26.481 |  | 24.9083 | 22.0381 | 21.4018 | 21.1706 | 20.793 | 20.6136 | 20.4215 | 20.1016 | 19.9058 | 19.6434 | 19.498 | 18.9329 | 17.8834 | 17.0935 | 16.481 |  | 15.9083 | 12.6022 | 11.928 | 11.7188 | 11.3576 | 11.2024 | 30.0342 | 29.7354 | 29.4724 | 29.1195 | 28.8853 | 28.1424 | 27.0967 | 26.4269 | 26.1827 |  | 24.9083 | 21.6022 | 20.928 | 20.7188 | 20.3576 | 20.2024 | 20.0342 | 19.7354 | 19.4724 | 19.1195 | 18.8853 | 18.1424 | 17.0967 | 16.4269 | 16.1827 |  | 384852 | 397718 | STUART ST | STALYBRIDGE
| Chadderton | 27.5993 | 25.1719 | 24.5746 | 24.3026 | 23.9311 | 23.7374 | 23.4117 | 23.0206 | 22.7255 | 22.4768 | 22.1845 | 20.4914 | 15.9049 | 11.9295 | 8.8419 |  | 34.5993 | 32.1719 | 31.5746 | 31.3026 | 30.9311 | 30.7374 | 30.4117 | 30.0206 | 29.7255 | 29.4768 | 29.1845 | 27.4914 | 22.9049 | 18.9295 | 15.8419 |  | 27.5993 | 26.9265 | 26.8331 | 26.7752 | 26.6135 | 26.5604 | 26.3511 | 25.983 | 25.6487 | 25.4439 | 25.2215 | 24.5109 | 23.4921 | 22.7531 | 22.1801 |  | 34.5993 | 33.9265 | 33.8331 | 33.7752 | 33.6135 | 33.5604 | 33.3511 | 32.983 | 32.6487 | 32.4439 | 32.2215 | 31.5109 | 30.4921 | 29.7531 | 29.1801 |  | 27.5993 | 26.6888 | 26.3028 | 26.0027 | 25.7035 | 25.5275 | 25.2865 | 24.9607 | 24.6824 | 24.4476 | 24.1751 | 23.3019 | 22.0694 | 21.0078 | 20.1199 |  | 34.5993 | 33.6888 | 33.3028 | 33.0027 | 32.7035 | 32.5275 | 32.2865 | 31.9607 | 31.6824 | 31.4476 | 31.1751 | 30.3019 | 29.0694 | 28.0078 | 27.1199 |  | 27.5993 | 24.3611 | 23.6784 | 23.4196 | 23.0428 | 22.8632 | 22.5497 | 22.1545 | 21.8448 | 21.5825 | 21.2796 | 19.7575 | 14.7353 | 10.4654 | 7.9821 |  | 34.5993 | 31.3611 | 30.6784 | 30.4196 | 30.0428 | 29.8632 | 29.5497 | 29.1545 | 28.8448 | 28.5825 | 28.2796 | 26.7575 | 21.7353 | 17.4654 | 14.9821 |  | 27.5993 | 23.9711 | 23.2616 | 23.0185 | 22.6459 | 22.484 | 22.1776 | 21.7096 | 20.8538 | 20.0321 | 19.0517 | 16.0347 | 11.5335 | 8.6045 | 8.2038 |  | 34.5993 | 30.9711 | 30.2616 | 30.0185 | 29.6459 | 29.484 | 29.1776 | 28.7096 | 27.8538 | 27.0321 | 26.0517 | 23.0347 | 18.5335 | 15.6045 | 15.2038 |  | 389161 | 403872 | CHADDERTON | WHITEGATE
| Chamberhall | 4.1548 | 2.9371 | 1.9127 | 1.6075 | 0.70765 | 0.34087 | 0.029492 | -0.62283 | -1.169 | -1.417 | -1.85 | -4.3156 | -11.598 | -17.9236 | -22.1496 |  | 9.4748 | 8.2571 | 7.2327 | 6.9275 | 6.0277 | 5.6609 | 5.3495 | 4.6972 | 4.151 | 3.903 | 3.47 | 1.0044 | -6.278 | -12.6036 | -16.8296 |  | 4.1548 | 3.3396 | 2.765 | 2.7563 | 2.1534 | 2.0305 | 1.8241 | 1.1038 | 0.56696 | 0.32023 | 0.037075 | -0.92935 | -1.9942 | -2.8911 | -3.2462 |  | 9.4748 | 8.6596 | 8.085 | 8.0763 | 7.4734 | 7.3505 | 7.1441 | 6.4238 | 5.887 | 5.6402 | 5.3571 | 4.3907 | 3.3258 | 2.4289 | 2.0738 |  | 4.1548 | 3.2996 | 2.363 | 2.1074 | 1.2939 | 1.0502 | 0.86056 | 0.25104 | -0.29197 | -0.54169 | -0.95535 | -2.1322 | -3.5626 | -4.5933 | -4.8903 |  | 9.4748 | 8.6196 | 7.683 | 7.4274 | 6.6139 | 6.3702 | 6.1806 | 5.571 | 5.028 | 4.7783 | 4.3646 | 3.1878 | 1.7574 | 0.72673 | 0.42973 |  | 4.1548 | 2.7829 | 1.7897 | 1.5166 | 0.68354 | 0.25874 | -0.057911 | -0.73493 | -1.3335 | -1.6106 | -2.1449 | -4.6745 | -11.0571 | -16.6453 | -20.4177 |  | 9.4748 | 8.1029 | 7.1097 | 6.8366 | 6.0035 | 5.5787 | 5.2621 | 4.5851 | 3.9865 | 3.7094 | 3.1751 | 0.6455 | -5.7371 | -11.3253 | -15.0977 |  | 4.1548 | 2.7485 | 1.8264 | 1.5589 | 0.83948 | 0.41319 | 0.12838 | -0.65099 | -2.251 | -3.7031 | -5.3526 | -9.761 | -15.9869 | -20.2454 | -19.5079 |  | 9.4748 | 8.0685 | 7.1464 | 6.8789 | 6.1595 | 5.7332 | 5.4484 | 4.669 | 3.069 | 1.6169 | -0.03257 | -4.441 | -10.6669 | -14.9254 | -14.1879 |  | 380280 | 411215 | BURY | KEARSLEY
| Chapel Wharf | 13.4553 | 10.5814 | 9.7743 | 9.6844 | 9.2882 | 9.0407 | 8.9119 | 8.5774 | 8.2367 | 8.1053 | 7.919 | 7.1192 | 5.793 | 4.5651 | 3.5735 |  | 18.0923 | 15.2184 | 14.4113 | 14.3214 | 13.9252 | 13.6777 | 13.5489 | 13.2144 | 12.8737 | 12.7423 | 12.556 | 11.7562 | 10.43 | 9.2021 | 8.2105 |  | 13.4553 | 12.8296 | 12.5485 | 12.6052 | 12.4395 | 12.4217 | 12.4234 | 12.1938 | 11.9044 | 11.8241 | 11.6973 | 11.1976 | 10.5615 | 9.9573 | 9.4367 |  | 18.0923 | 17.4666 | 17.1855 | 17.2422 | 17.0765 | 17.0587 | 17.0604 | 16.8308 | 16.5414 | 16.4611 | 16.3343 | 15.8346 | 15.1985 | 14.5943 | 14.0737 |  | 13.4553 | 12.2366 | 11.6602 | 11.5424 | 11.1677 | 10.9302 | 10.7989 | 10.4858 | 10.161 | 10.0167 | 9.8223 | 9.1192 | 8.2212 | 7.403 | 6.7519 |  | 18.0923 | 16.8736 | 16.2972 | 16.1794 | 15.8047 | 15.5672 | 15.4359 | 15.1228 | 14.798 | 14.6537 | 14.4593 | 13.7562 | 12.8582 | 12.04 | 11.3889 |  | 13.4553 | 9.4203 | 8.4763 | 8.4336 | 8.0532 | 7.8338 | 7.7427 | 7.4311 | 7.1146 | 7.0196 | 6.8656 | 6.1606 | 5.019 | 3.977 | 3.1785 |  | 18.0923 | 14.0573 | 13.1133 | 13.0706 | 12.6902 | 12.4708 | 12.3797 | 12.0681 | 11.7516 | 11.6566 | 11.5026 | 10.7976 | 9.656 | 8.614 | 7.8155 |  | 13.4553 | 8.8394 | 7.8284 | 7.8124 | 7.4439 | 7.2424 | 7.1736 | 6.871 | 6.4774 | 6.3003 | 6.0569 | 5.1806 | 4.0837 | 3.1605 | 2.7404 |  | 18.0923 | 13.4764 | 12.4654 | 12.4494 | 12.0809 | 11.8794 | 11.8106 | 11.508 | 11.1144 | 10.9373 | 10.6939 | 9.8176 | 8.7207 | 7.7975 | 7.3774 |  | 383499 | 398634 | FREDERICK RD | KEARSLEY
| Chassen Rd | 3.6824 | 2.6409 | 2.3322 | 2.2222 | 1.7747 | 1.3829 | 1.0184 | 0.45713 | 0.23761 | -0.15834 | -0.47598 | -2.7109 | -9.0237 | -14.1522 | -17.922 |  | 14.5824 | 13.5409 | 13.2322 | 13.1222 | 12.6747 | 12.2829 | 11.9184 | 11.3571 | 11.1376 | 10.7417 | 10.424 | 8.1891 | 1.8763 | -3.2522 | -7.022 |  | 3.6824 | 2.7481 | 2.6968 | 2.7806 | 2.4997 | 2.2555 | 1.9827 | 1.4147 | 1.0894 | 0.79038 | 0.52864 | -0.26422 | -1.2391 | -1.7352 | -2.0726 |  | 14.5824 | 13.6481 | 13.5968 | 13.6806 | 13.3997 | 13.1555 | 12.8827 | 12.3147 | 11.9894 | 11.6904 | 11.4286 | 10.6358 | 9.6609 | 9.1648 | 8.8274 |  | 3.6824 | 2.8018 | 2.5447 | 2.4839 | 2.1214 | 1.856 | 1.6421 | 1.2065 | 1.051 | 0.69097 | 0.37928 | -0.58445 | -1.83 | -2.4342 | -2.641 |  | 14.5824 | 13.7018 | 13.4447 | 13.3839 | 13.0214 | 12.756 | 12.5421 | 12.1065 | 11.951 | 11.591 | 11.2793 | 10.3155 | 9.07 | 8.4658 | 8.259 |  | 3.6824 | 2.6163 | 2.3444 | 2.2674 | 1.8633 | 1.5582 | 1.3333 | 0.93543 | 0.81043 | 0.42962 | 0.082243 | -2.068 | -7.7658 | -12.6842 | -16.2402 |  | 14.5824 | 13.5163 | 13.2444 | 13.1674 | 12.7633 | 12.4582 | 12.2333 | 11.8354 | 11.7104 | 11.3296 | 10.9822 | 8.832 | 3.1342 | -1.7842 | -5.3402 |  | 3.6824 | 2.6489 | 2.4461 | 2.4029 | 2.0463 | 1.8002 | 1.6189 | 1.0897 | -0.049311 | -1.4492 | -2.7877 | -6.751 | -12.3959 | -15.7899 | -15.2416 |  | 14.5824 | 13.5489 | 13.3461 | 13.3029 | 12.9463 | 12.7002 | 12.5189 | 11.9897 | 10.8507 | 9.4508 | 8.1123 | 4.149 | -1.4959 | -4.8899 | -4.3416 |  | 375542 | 394453 | BARTON | CARRINGTON
| Chatsworth St | 8.3008 | 7.9202 | 7.4262 | 7.0811 | 6.4701 | 5.9177 | 5.6003 | 5.0467 | 4.5967 | 4.2106 | 4.0012 | 2.151 | -3.0705 | -6.8933 | -9.6933 |  | 15.7008 | 15.3202 | 14.8262 | 14.4811 | 13.8701 | 13.3177 | 13.0003 | 12.4467 | 11.9967 | 11.6106 | 11.4012 | 9.551 | 4.3295 | 0.50668 | -2.2933 |  | 8.3008 | 8.0755 | 8.0444 | 8.1097 | 7.9509 | 7.9111 | 7.9816 | 7.6533 | 7.3486 | 7.221 | 7.1785 | 6.8146 | 6.2438 | 5.8723 | 5.802 |  | 15.7008 | 15.4755 | 15.4444 | 15.5097 | 15.3509 | 15.3111 | 15.3816 | 15.0533 | 14.7486 | 14.621 | 14.5785 | 14.2146 | 13.6438 | 13.2723 | 13.202 |  | 8.3008 | 8.1239 | 7.7085 | 7.4635 | 7.0131 | 6.6911 | 6.6296 | 6.3051 | 5.9335 | 5.5371 | 5.2454 | 4.2682 | 3.1136 | 2.5815 | 2.821 |  | 15.7008 | 15.5239 | 15.1085 | 14.8635 | 14.4131 | 14.0911 | 14.0296 | 13.7051 | 13.3335 | 12.9371 | 12.6454 | 11.6682 | 10.5136 | 9.9815 | 10.221 |  | 8.3008 | 7.903 | 7.4393 | 7.1298 | 6.5582 | 6.0611 | 5.8228 | 5.3654 | 4.9887 | 4.6518 | 4.4919 | 2.7663 | -2.2303 | -5.8586 | -8.4461 |  | 15.7008 | 15.303 | 14.8393 | 14.5298 | 13.9582 | 13.4611 | 13.2228 | 12.7654 | 12.3887 | 12.0518 | 11.8919 | 10.1663 | 5.1697 | 1.5414 | -1.0461 |  | 8.3008 | 7.9097 | 7.4571 | 7.1594 | 6.6223 | 6.2008 | 6.0551 | 5.6347 | 4.5217 | 3.3338 | 2.2751 | -0.96923 | -5.2545 | -7.6772 | -6.8997 |  | 15.7008 | 15.3097 | 14.8571 | 14.5594 | 14.0223 | 13.6008 | 13.4551 | 13.0347 | 11.9217 | 10.7338 | 9.6751 | 6.4308 | 2.1455 | -0.2772 | 0.50034 |  | 319188 | 470003 | BARROW & SANDGATE | HARKER
| Cheadle Heath | 7.3914 | 6.6037 | 6.3382 | 6.089 | 5.8651 | 5.4099 | 5.302 | 5.2524 | 4.9891 | 4.7655 | 4.5998 | 3.1936 | -0.80297 | -4.1189 | -6.3314 |  | 10.8914 | 10.1037 | 9.8382 | 9.589 | 9.3651 | 8.9099 | 8.802 | 8.7524 | 8.4891 | 8.2655 | 8.0998 | 6.6936 | 2.697 | -0.61888 | -2.8314 |  | 7.3914 | 6.7874 | 6.7524 | 6.6638 | 6.5822 | 6.2985 | 6.2585 | 6.1549 | 5.8185 | 5.647 | 5.5185 | 5.0479 | 4.5301 | 4.1767 | 4.0767 |  | 10.8914 | 10.2874 | 10.2524 | 10.1638 | 10.0822 | 9.7985 | 9.7585 | 9.6549 | 9.3185 | 9.147 | 9.0185 | 8.5479 | 8.0301 | 7.6767 | 7.5767 |  | 7.3914 | 6.8098 | 6.5844 | 6.3634 | 6.1789 | 5.798 | 5.7651 | 5.77 | 5.5379 | 5.3257 | 5.1579 | 4.5743 | 3.9317 | 3.5079 | 3.4495 |  | 10.8914 | 10.3098 | 10.0844 | 9.8634 | 9.6789 | 9.298 | 9.2651 | 9.27 | 9.0379 | 8.8257 | 8.6579 | 8.0743 | 7.4317 | 7.0079 | 6.9495 |  | 7.3914 | 6.5466 | 6.3079 | 6.086 | 5.8947 | 5.4964 | 5.4693 | 5.5165 | 5.3314 | 5.1466 | 5.0184 | 3.6644 | -0.19856 | -3.336 | -5.2538 |  | 10.8914 | 10.0466 | 9.8079 | 9.586 | 9.3947 | 8.9964 | 8.9693 | 9.0165 | 8.8314 | 8.6466 | 8.5184 | 7.1644 | 3.3014 | 0.16404 | -1.7538 |  | 7.3914 | 6.5389 | 6.336 | 6.1361 | 5.9626 | 5.5931 | 5.5849 | 5.5263 | 4.6456 | 3.7481 | 2.9067 | 0.3254 | -3.2548 | -5.3856 | -4.7473 |  | 10.8914 | 10.0389 | 9.836 | 9.6361 | 9.4626 | 9.0931 | 9.0849 | 9.0263 | 8.1456 | 7.2481 | 6.4067 | 3.8254 | 0.24523 | -1.8856 | -1.2473 |  | 387062 | 389054 | ADSWOOD | BREDBURY
| Cheadle Hulme | 8.925 | 7.6881 | 6.9138 | 6.9841 | 6.5646 | 6.0365 | 5.8071 | 5.4674 | 5.086 | 4.7457 | 4.4293 | 2.4141 | -3.1349 | -8.0443 | -11.1921 |  | 13.562 | 12.3251 | 11.5508 | 11.6211 | 11.2016 | 10.6735 | 10.4441 | 10.1044 | 9.723 | 9.3827 | 9.0663 | 7.0511 | 1.5021 | -3.4073 | -6.5551 |  | 8.925 | 8.4198 | 8.0995 | 8.4006 | 8.2339 | 8.0366 | 7.9445 | 7.5505 | 7.0618 | 6.8417 | 6.6017 | 5.9397 | 5.1792 | 4.6437 | 4.639 |  | 13.562 | 13.0568 | 12.7365 | 13.0376 | 12.8709 | 12.6736 | 12.5815 | 12.1875 | 11.6988 | 11.4787 | 11.2387 | 10.5767 | 9.8162 | 9.2807 | 9.276 |  | 8.925 | 8.4133 | 7.7653 | 7.8443 | 7.4776 | 7.0648 | 6.931 | 6.6775 | 6.3445 | 6.0233 | 5.7081 | 4.8423 | 3.8578 | 3.1911 | 3.2257 |  | 13.562 | 13.0503 | 12.4023 | 12.4813 | 12.1146 | 11.7018 | 11.568 | 11.3145 | 10.9815 | 10.6603 | 10.3451 | 9.4793 | 8.4948 | 7.8281 | 7.8627 |  | 8.925 | 7.3875 | 6.6259 | 6.75 | 6.3836 | 5.9568 | 5.889 | 5.7102 | 5.4651 | 5.231 | 5.0068 | 3.2322 | -1.9703 | -6.531 | -9.3948 |  | 13.562 | 12.0245 | 11.2629 | 11.387 | 11.0206 | 10.5938 | 10.526 | 10.3472 | 10.1021 | 9.868 | 9.6438 | 7.8692 | 2.6667 | -1.894 | -4.7578 |  | 8.925 | 7.2527 | 6.5095 | 6.6584 | 6.3204 | 5.9318 | 5.8956 | 5.5928 | 4.4091 | 3.1954 | 2.022 | -1.461 | -6.3425 | -9.5917 | -8.8307 |  | 13.562 | 11.8897 | 11.1465 | 11.2954 | 10.9574 | 10.5688 | 10.5326 | 10.2298 | 9.0461 | 7.8324 | 6.659 | 3.176 | -1.7055 | -4.9547 | -4.1937 |  | 387386 | 386308 | ADSWOOD | BREDBURY
| Cheetham Hill | 2.8075 | 1.6091 | 1.0028 | 0.81894 | 0.36608 | -0.031738 | -0.28734 | -0.78686 | -1.2348 | -1.461 | -1.7151 | -3.5748 | -8.648 | -12.6721 | -15.3872 |  | 5.5171 | 4.3187 | 3.7123 | 3.5285 | 3.0756 | 2.6778 | 2.4222 | 1.9227 | 1.4747 | 1.2485 | 0.99443 | -0.86527 | -5.9385 | -9.9626 | -12.6777 |  | 2.8075 | 2.0373 | 1.7491 | 1.8102 | 1.5845 | 1.4366 | 1.3244 | 0.85664 | 0.36845 | 0.26963 | 0.12109 | -0.44503 | -1.0532 | -1.4507 | -1.6021 |  | 5.5171 | 4.7468 | 4.4587 | 4.5198 | 4.294 | 4.1462 | 4.034 | 3.5662 | 3.078 | 2.9792 | 2.8306 | 2.2645 | 1.6563 | 1.2588 | 1.1074 |  | 2.8075 | 2.0767 | 1.5773 | 1.4529 | 1.1085 | 0.8647 | 0.77594 | 0.42571 | 0.081521 | -0.095235 | -0.33391 | -1.1118 | -1.9602 | -2.4854 | -2.554 |  | 5.5171 | 4.7862 | 4.2869 | 4.1624 | 3.8181 | 3.5742 | 3.4855 | 3.1353 | 2.7911 | 2.6143 | 2.3756 | 1.5978 | 0.7493 | 0.22418 | 0.15558 |  | 2.8075 | 1.4221 | 0.82617 | 0.68308 | 0.27264 | -0.05452 | -0.21168 | -0.59383 | -0.94567 | -1.0999 | -1.2756 | -2.9712 | -7.8193 | -11.6581 | -14.1944 |  | 5.5171 | 4.1317 | 3.5357 | 3.3926 | 2.9822 | 2.655 | 2.4979 | 2.1157 | 1.7639 | 1.6096 | 1.4339 | -0.26161 | -5.1097 | -8.9486 | -11.4849 |  | 2.8075 | 1.3802 | 0.84814 | 0.75412 | 0.40665 | 0.15482 | 0.066788 | -0.36173 | -1.5499 | -2.5887 | -3.6864 | -7.0077 | -11.4808 | -14.0772 | -13.21 |  | 5.5171 | 4.0898 | 3.5577 | 3.4637 | 3.1162 | 2.8644 | 2.7763 | 2.3478 | 1.1596 | 0.1208 | -0.97689 | -4.2981 | -8.7713 | -11.3677 | -10.5005 |  | 383606 | 402218 | AGECROFT | KEARSLEY
| Chester Rd T11 & T12 | 5.4169 | 4.6351 | 4.3796 | 4.0493 | 3.7611 | 3.4511 | 3.2969 | 3.0675 | 2.8268 | 2.6289 | 2.4297 | 1.5593 | -0.41489 | -2.2193 | -3.7657 |  | 10.4169 | 9.6351 | 9.3796 | 9.0493 | 8.7611 | 8.4511 | 8.2969 | 8.0675 | 7.8268 | 7.6289 | 7.4297 | 6.5593 | 4.5851 | 2.7807 | 1.2343 |  | 5.4169 | 5.1972 | 5.3078 | 5.2566 | 5.2542 | 5.2632 | 5.3184 | 5.2193 | 5.0408 | 4.9523 | 4.8563 | 4.5434 | 4.0108 | 3.5507 | 3.176 |  | 10.4169 | 10.1972 | 10.3078 | 10.2566 | 10.2542 | 10.2632 | 10.3184 | 10.2193 | 10.0408 | 9.9523 | 9.8563 | 9.5434 | 9.0108 | 8.5507 | 8.176 |  | 5.4169 | 5.0936 | 4.9031 | 4.5883 | 4.3162 | 4.0308 | 3.897 | 3.6899 | 3.46 | 3.2672 | 3.0698 | 2.479 | 1.7326 | 1.1686 | 0.75787 |  | 10.4169 | 10.0936 | 9.9031 | 9.5883 | 9.3162 | 9.0308 | 8.897 | 8.6899 | 8.46 | 8.2672 | 8.0698 | 7.479 | 6.7326 | 6.1686 | 5.7579 |  | 5.4169 | 4.3645 | 4.0997 | 3.7899 | 3.5171 | 3.22 | 3.0811 | 2.8695 | 2.6337 | 2.4341 | 2.231 | 1.3398 | -0.56369 | -2.086 | -3.2408 |  | 10.4169 | 9.3645 | 9.0997 | 8.7899 | 8.5171 | 8.22 | 8.0811 | 7.8695 | 7.6337 | 7.4341 | 7.231 | 6.3398 | 4.4363 | 2.914 | 1.7592 |  | 5.4169 | 4.2289 | 3.9602 | 3.6625 | 3.3944 | 3.1019 | 2.9646 | 2.7285 | 2.2417 | 1.7826 | 1.3192 | -0.043452 | -1.8611 | -3.1774 | -3.1532 |  | 10.4169 | 9.2289 | 8.9602 | 8.6625 | 8.3944 | 8.1019 | 7.9646 | 7.7285 | 7.2417 | 6.7826 | 6.3192 | 4.9565 | 3.1389 | 1.8226 | 1.8468 |  | 381030 | 396165 | STRETFORD | SOUTH MANCHESTER
| Chester Rd T13 | 10.1826 | 9.6959 | 9.4706 | 9.2719 | 9.0193 | 8.6903 | 8.4116 | 8.1566 | 8.0311 | 7.9142 | 7.8018 | 7.399 | 6.5683 | 5.9159 | 5.4177 |  | 14.9326 | 14.4459 | 14.2206 | 14.0219 | 13.7693 | 13.4403 | 13.1616 | 12.9066 | 12.7811 | 12.6642 | 12.5518 | 12.149 | 11.3183 | 10.6659 | 10.1677 |  | 10.1826 | 10.0245 | 9.8634 | 9.6744 | 9.3511 | 8.9027 | 8.4891 | 8.1245 | 7.9952 | 7.9188 | 7.8472 | 7.6298 | 7.3244 | 7.11 | 6.9211 |  | 14.9326 | 14.7745 | 14.6134 | 14.4244 | 14.1011 | 13.6527 | 13.2391 | 12.8745 | 12.7452 | 12.6688 | 12.5972 | 12.3798 | 12.0744 | 11.86 | 11.6711 |  | 10.1826 | 9.9183 | 9.726 | 9.5335 | 9.2885 | 8.9707 | 8.7011 | 8.4586 | 8.3381 | 8.2233 | 8.1106 | 7.804 | 7.4029 | 7.1427 | 6.9706 |  | 14.9326 | 14.6683 | 14.476 | 14.2835 | 14.0385 | 13.7207 | 13.4511 | 13.2086 | 13.0881 | 12.9733 | 12.8606 | 12.554 | 12.1529 | 11.8927 | 11.7206 |  | 10.1826 | 9.5196 | 9.278 | 9.0812 | 8.8285 | 8.5019 | 8.2304 | 7.9841 | 7.8557 | 7.7366 | 7.6251 | 7.2349 | 6.4632 | 5.8832 | 5.4589 |  | 14.9326 | 14.2696 | 14.028 | 13.8312 | 13.5785 | 13.2519 | 12.9804 | 12.7341 | 12.6057 | 12.4866 | 12.3751 | 11.9849 | 11.2132 | 10.6332 | 10.2089 |  | 10.1826 | 9.4342 | 9.1875 | 8.9986 | 8.7543 | 8.437 | 8.171 | 7.9184 | 7.7072 | 7.4991 | 7.2961 | 6.7365 | 5.9916 | 5.5196 | 5.4442 |  | 14.9326 | 14.1842 | 13.9375 | 13.7486 | 13.5043 | 13.187 | 12.921 | 12.6684 | 12.4572 | 12.2491 | 12.0461 | 11.4865 | 10.7416 | 10.2696 | 10.1942 |  | 381040 | 396175 | STRETFORD | SOUTH MANCHESTER
| Chorley South | 3.8112 | 1.339 | 0.38879 | -0.17164 | -0.87269 | -1.5396 | 3.2265 | 2.5911 | 1.908 | 1.2788 | 0.71688 | -2.1254 | -8.9295 | -14.1329 | -18.1018 |  | 7.3112 | 4.839 | 3.8888 | 3.3284 | 2.6273 | 1.9604 | 1.2265 | 0.59107 | -0.091996 | -0.72123 | -1.2831 | -4.1254 | -10.9295 | -16.1329 | -20.1018 |  | 3.8112 | 2.4638 | 2.0261 | 1.6387 | 1.1084 | 0.62672 | 5.4972 | 4.7828 | 3.9939 | 3.4544 | 2.9446 | 1.4395 | -0.59134 | -1.8426 | -2.8647 |  | 7.3112 | 5.9638 | 5.5261 | 5.1387 | 4.6084 | 4.1267 | 3.4972 | 2.7828 | 1.9939 | 1.4544 | 0.94462 | -0.56046 | -2.5913 | -3.8426 | -4.8647 |  | 3.8112 | 2.3826 | 1.7119 | 1.1983 | 0.58771 | 0.057272 | 4.9884 | 4.4722 | 3.8362 | 3.2023 | 2.6016 | 0.85427 | -1.4137 | -2.7246 | -3.5432 |  | 7.3112 | 5.8826 | 5.2119 | 4.6983 | 4.0877 | 3.5573 | 2.9884 | 2.4722 | 1.8362 | 1.2023 | 0.60164 | -1.1457 | -3.4137 | -4.7246 | -5.5432 |  | 3.8112 | 0.84552 | -0.16461 | -0.69033 | -1.3506 | -1.9362 | 2.9473 | 2.4576 | 1.8934 | 1.3453 | 0.87078 | -1.7954 | -8.3109 | -13.2749 | -17.0119 |  | 7.3112 | 4.3455 | 3.3354 | 2.8097 | 2.1494 | 1.5638 | 0.94733 | 0.4576 | -0.10656 | -0.65466 | -1.1292 | -3.7954 | -10.3109 | -15.2749 | -19.0119 |  | 3.8112 | 0.63738 | -0.37742 | -0.84963 | -1.4481 | -1.9485 | 3.0211 | 2.4488 | 0.991 | -0.51651 | -1.9859 | -6.3106 | -12.2393 | -15.7566 | -15.8205 |  | 7.3112 | 4.1374 | 3.1226 | 2.6504 | 2.0519 | 1.5515 | 1.0211 | 0.44882 | -1.009 | -2.5165 | -3.9859 | -8.3106 | -14.2393 | -17.7566 | -17.8205 |  | 358658 | 417041 | WRIGHTINGTON | PENWORTHAM
| Chorlton | 4.9421 | 4.4382 | 4.2797 | 4.0199 | 3.7687 | 3.4735 | 2.2565 | 2.024 | 1.7967 | 1.5458 | 1.3662 | 0.27399 | -2.6016 | -4.7265 | -6.1417 |  | 10.9421 | 10.4382 | 10.2797 | 10.0199 | 9.7687 | 9.4735 | 9.2565 | 9.024 | 8.7967 | 8.5458 | 8.3662 | 7.274 | 4.3984 | 2.2735 | 0.85828 |  | 4.9421 | 4.489 | 4.5249 | 4.4131 | 4.2969 | 4.1449 | 3.0062 | 2.7562 | 2.493 | 2.3166 | 2.1854 | 1.8205 | 1.4272 | 1.2928 | 1.2928 |  | 10.9421 | 10.489 | 10.5249 | 10.4131 | 10.2969 | 10.1449 | 10.0062 | 9.7562 | 9.493 | 9.3166 | 9.1854 | 8.8205 | 8.4272 | 8.2928 | 8.2928 |  | 4.9421 | 4.5133 | 4.3853 | 4.1638 | 3.971 | 3.758 | 2.633 | 2.4765 | 2.3082 | 2.0938 | 1.9261 | 1.4558 | 0.9391 | 0.743 | 0.75797 |  | 10.9421 | 10.5133 | 10.3853 | 10.1638 | 9.971 | 9.758 | 9.633 | 9.4765 | 9.3082 | 9.0938 | 8.9261 | 8.4558 | 7.9391 | 7.743 | 7.758 |  | 4.9421 | 4.4323 | 4.2939 | 4.0443 | 3.8073 | 3.5518 | 2.3968 | 2.243 | 2.0708 | 1.8531 | 1.7118 | 0.70869 | -2.0061 | -3.9494 | -5.1714 |  | 10.9421 | 10.4323 | 10.2939 | 10.0443 | 9.8073 | 9.5518 | 9.3968 | 9.243 | 9.0708 | 8.8531 | 8.7118 | 7.7087 | 4.9939 | 3.0506 | 1.8286 |  | 4.9421 | 4.4484 | 4.3425 | 4.1207 | 3.9135 | 3.6927 | 2.5697 | 2.3774 | 1.7315 | 1.0099 | 0.34927 | -1.547 | -4.0313 | -5.285 | -4.699 |  | 10.9421 | 10.4484 | 10.3425 | 10.1207 | 9.9135 | 9.6927 | 9.5697 | 9.3774 | 8.7315 | 8.0099 | 7.3493 | 5.453 | 2.9687 | 1.715 | 2.301 |  | 381411 | 393754 | WEST DIDSBURY | SOUTH MANCHESTER
| Church | 0.94479 | 0.55189 | 0.4412 | 0.30574 | 0.17442 | 0.036557 | -0.11083 | -0.24875 | -0.38645 | -0.52199 | -0.6446 | -1.5796 | -4.3469 | -6.561 | -8.0562 |  | 11.9448 | 11.5519 | 11.4412 | 11.3057 | 11.1744 | 11.0366 | 10.8892 | 10.7513 | 10.6136 | 10.478 | 10.3554 | 9.4204 | 6.6531 | 4.439 | 2.9438 |  | 0.94479 | 0.52401 | 0.49437 | 0.41577 | 0.33945 | 0.26247 | 0.14642 | -0.01362 | -0.19331 | -0.29881 | -0.4005 | -0.69155 | -1.116 | -1.3963 | -1.6114 |  | 11.9448 | 11.524 | 11.4944 | 11.4158 | 11.3395 | 11.2625 | 11.1464 | 10.9864 | 10.8067 | 10.7012 | 10.5995 | 10.3085 | 9.884 | 9.6037 | 9.3886 |  | 0.94479 | 0.56474 | 0.46899 | 0.34862 | 0.23825 | 0.13383 | 0.028198 | -0.079473 | -0.20543 | -0.33881 | -0.46634 | -0.8345 | -1.3588 | -1.6966 | -1.8943 |  | 11.9448 | 11.5647 | 11.469 | 11.3486 | 11.2383 | 11.1338 | 11.0282 | 10.9205 | 10.7946 | 10.6612 | 10.5337 | 10.1655 | 9.6412 | 9.3034 | 9.1057 |  | 0.94479 | 0.5659 | 0.47064 | 0.34835 | 0.23213 | 0.11403 | -0.0046713 | -0.10875 | -0.2208 | -0.34168 | -0.45171 | -1.399 | -4.175 | -6.409 | -7.7937 |  | 11.9448 | 11.5659 | 11.4706 | 11.3483 | 11.2321 | 11.114 | 10.9953 | 10.8913 | 10.7792 | 10.6583 | 10.5483 | 9.601 | 6.825 | 4.591 | 3.2063 |  | 0.94479 | 0.59454 | 0.53092 | 0.43677 | 0.34519 | 0.24999 | 0.14835 | -0.03907 | -0.62966 | -1.2397 | -1.84 | -3.5794 | -6.1281 | -7.6125 | -7.307 |  | 11.9448 | 11.5945 | 11.5309 | 11.4368 | 11.3452 | 11.25 | 11.1484 | 10.9609 | 10.3703 | 9.7603 | 9.16 | 7.4206 | 4.8719 | 3.3875 | 3.693 |  | 374687 | 428919 | HUNCOAT | PADIHAM
| Circle Sq | 17.7766 | 17.5151 | 17.3931 | 17.2521 | 17.1356 | 17.0414 | 16.9469 | 16.855 | 16.7612 | 16.6703 | 16.5812 | 16.3191 | 15.8791 | 15.5346 | 15.2583 |  | 22.4166 | 22.1551 | 22.0331 | 21.8921 | 21.7756 | 21.6814 | 21.5869 | 21.495 | 21.4012 | 21.3103 | 21.2212 | 20.9591 | 20.5191 | 20.1746 | 19.8983 |  | 17.7766 | 17.7761 | 17.809 | 17.7827 | 17.7862 | 17.8226 | 17.8202 | 17.7836 | 17.7123 | 17.6614 | 17.61 | 17.4719 | 17.2813 | 17.1518 | 17.0384 |  | 22.4166 | 22.4161 | 22.449 | 22.4227 | 22.4262 | 22.4626 | 22.4602 | 22.4236 | 22.3523 | 22.3014 | 22.25 | 22.1119 | 21.9213 | 21.7918 | 21.6784 |  | 17.7766 | 17.7654 | 17.6748 | 17.5354 | 17.4202 | 17.3274 | 17.2343 | 17.1438 | 17.0502 | 16.9591 | 16.8696 | 16.6285 | 16.2983 | 16.062 | 15.8721 |  | 22.4166 | 22.4054 | 22.3148 | 22.1754 | 22.0602 | 21.9674 | 21.8743 | 21.7838 | 21.6902 | 21.5991 | 21.5096 | 21.2685 | 20.9383 | 20.702 | 20.5121 |  | 17.7766 | 17.3991 | 17.2735 | 17.145 | 17.0411 | 16.9597 | 16.8776 | 16.7984 | 16.7183 | 16.6413 | 16.5662 | 16.3519 | 16.0002 | 15.7497 | 15.57 |  | 22.4166 | 22.0391 | 21.9135 | 21.785 | 21.6811 | 21.5997 | 21.5176 | 21.4384 | 21.3583 | 21.2813 | 21.2062 | 20.9919 | 20.6402 | 20.3897 | 20.21 |  | 17.7766 | 17.3386 | 17.2099 | 17.0866 | 16.9882 | 16.9124 | 16.8359 | 16.7622 | 16.6654 | 16.5674 | 16.4706 | 16.2139 | 15.8673 | 15.6435 | 15.5568 |  | 22.4166 | 21.9786 | 21.8499 | 21.7266 | 21.6282 | 21.5524 | 21.4759 | 21.4022 | 21.3054 | 21.2074 | 21.1106 | 20.8539 | 20.5073 | 20.2835 | 20.1968 |  | 384363 | 397283 | LONGSIGHT | BREDBURY
| Clarendon Rd | 10.7389 | 8.8107 | 7.965 | 7.8412 | 7.3169 | 7.0264 | 6.8062 | 6.4142 | 6.0234 | 5.6795 | 5.5066 | 3.719 | -1.2676 | -5.4285 | -8.1526 |  | 15.3759 | 13.4477 | 12.602 | 12.4782 | 11.9539 | 11.6634 | 11.4432 | 11.0512 | 10.6604 | 10.3165 | 10.1436 | 8.356 | 3.3694 | -0.79153 | -3.5156 |  | 10.7389 | 9.9637 | 9.6324 | 9.6879 | 9.3822 | 9.302 | 9.1861 | 8.7775 | 8.3193 | 8.0648 | 7.8794 | 7.1496 | 6.3163 | 5.735 | 5.5214 |  | 15.3759 | 14.6007 | 14.2694 | 14.3249 | 14.0192 | 13.939 | 13.8231 | 13.4145 | 12.9563 | 12.7018 | 12.5164 | 11.7866 | 10.9533 | 10.372 | 10.1584 |  | 10.7389 | 9.8036 | 9.1977 | 9.089 | 8.6364 | 8.4364 | 8.3152 | 8.0126 | 7.6543 | 7.31 | 7.1044 | 6.2644 | 5.2362 | 4.5674 | 4.4699 |  | 15.3759 | 14.4406 | 13.8347 | 13.726 | 13.2734 | 13.0734 | 12.9522 | 12.6496 | 12.2913 | 11.947 | 11.7414 | 10.9014 | 9.8732 | 9.2044 | 9.1069 |  | 10.7389 | 8.2799 | 7.3584 | 7.2811 | 6.7947 | 6.5784 | 6.4647 | 6.195 | 5.9071 | 5.6325 | 5.4724 | 3.9084 | -0.74463 | -4.6583 | -7.1189 |  | 15.3759 | 12.9169 | 11.9954 | 11.9181 | 11.4317 | 11.2154 | 11.1017 | 10.832 | 10.5441 | 10.2695 | 10.1094 | 8.5454 | 3.8924 | -0.021264 | -2.4819 |  | 10.7389 | 8.0425 | 7.1065 | 7.0641 | 6.6127 | 6.4531 | 6.3947 | 6.0303 | 4.9428 | 3.8263 | 2.8855 | -0.17627 | -4.4317 | -7.1799 | -6.5074 |  | 15.3759 | 12.6795 | 11.7435 | 11.7011 | 11.2497 | 11.0901 | 11.0317 | 10.6673 | 9.5798 | 8.4633 | 7.5225 | 4.4607 | 0.20526 | -2.5429 | -1.8704 |  | 369051 | 429883 | BLACKBURN | PENWORTHAM
| Claughton | 0.5251 | 0.44258 | 0.35425 | 0.2115 | 0.097464 | -0.043725 | -0.24052 | -0.38954 | -0.5218 | -0.72964 | -0.86392 | -1.3163 | -2.5252 | -3.1639 | -3.6834 |  | 4.0251 | 3.9426 | 3.8542 | 3.7115 | 3.5975 | 3.4563 | 3.2595 | 3.1105 | 2.9782 | 2.7704 | 2.6361 | 2.1837 | 0.97483 | 0.33608 | -0.18337 |  | 0.5251 | 0.44412 | 0.45681 | 0.42931 | 0.4081 | 0.41599 | 0.36503 | 0.27296 | 0.13661 | 0.11906 | 0.096678 | 0.013753 | -0.28622 | -0.62032 | -0.64696 |  | 4.0251 | 3.9441 | 3.9568 | 3.9293 | 3.9081 | 3.916 | 3.865 | 3.773 | 3.6366 | 3.6191 | 3.5967 | 3.5138 | 3.2138 | 2.8797 | 2.853 |  | 0.5251 | 0.45803 | 0.38273 | 0.27894 | 0.18282 | 0.11346 | 0.0082973 | -0.07908 | -0.17729 | -0.39261 | -0.54637 | -0.86635 | -1.3832 | -1.5656 | -1.5119 |  | 4.0251 | 3.958 | 3.8827 | 3.7789 | 3.6828 | 3.6135 | 3.5083 | 3.4209 | 3.3227 | 3.1074 | 2.9536 | 2.6337 | 2.1168 | 1.9344 | 1.9881 |  | 0.5251 | 0.44913 | 0.36708 | 0.23122 | 0.11888 | -0.015153 | -0.21249 | -0.34889 | -0.55525 | -0.6773 | -0.80849 | -1.2545 | -2.4252 | -3.0113 | -3.4615 |  | 4.0251 | 3.9491 | 3.8671 | 3.7312 | 3.6189 | 3.4848 | 3.2875 | 3.1511 | 2.9448 | 2.8227 | 2.6915 | 2.2455 | 1.0748 | 0.48865 | 0.038495 |  | 0.5251 | 0.45834 | 0.3812 | 0.22807 | 0.042472 | -0.087972 | -0.24956 | -0.37687 | -0.62081 | -0.88053 | -1.1664 | -1.8601 | -2.8593 | -3.2347 | -3.0867 |  | 4.0251 | 3.9583 | 3.8812 | 3.7281 | 3.5425 | 3.412 | 3.2504 | 3.1231 | 2.8792 | 2.6195 | 2.3336 | 1.6399 | 0.64074 | 0.26531 | 0.41334 |  | 355872 | 466268 | LANCASTER | HEYSHAM
| Cleveleys | 5.625 | 5.0305 | 4.6563 | 4.4678 | 4.1065 | 3.7936 | 3.478 | 3.1376 | 2.8257 | 2.531 | 2.2577 | 0.43252 | -4.972 | -9.2681 | -12.3469 |  | 9.125 | 8.5305 | 8.1563 | 7.9678 | 7.6065 | 7.2936 | 6.978 | 6.6376 | 6.3257 | 6.031 | 5.7577 | 3.9325 | -1.472 | -5.7681 | -8.8469 |  | 5.625 | 4.9707 | 4.7735 | 4.7206 | 4.4816 | 4.311 | 4.0528 | 3.6347 | 3.2024 | 3.018 | 2.8251 | 2.2878 | 1.5399 | 1.1899 | 1.035 |  | 9.125 | 8.4707 | 8.2735 | 8.2206 | 7.9816 | 7.811 | 7.5528 | 7.1347 | 6.7024 | 6.518 | 6.3251 | 5.7878 | 5.0399 | 4.6899 | 4.535 |  | 5.625 | 5.0513 | 4.6989 | 4.5469 | 4.2527 | 4.0575 | 3.8739 | 3.6388 | 3.377 | 3.1061 | 2.836 | 2.1373 | 1.2796 | 0.90974 | 0.92298 |  | 9.125 | 8.5513 | 8.1989 | 8.0469 | 7.7527 | 7.5575 | 7.3739 | 7.1388 | 6.877 | 6.6061 | 6.336 | 5.6373 | 4.7796 | 4.4097 | 4.423 |  | 5.625 | 5.0657 | 4.7312 | 4.5709 | 4.2482 | 4.0055 | 3.7911 | 3.5781 | 3.3719 | 3.17 | 2.9763 | 1.3317 | -3.7764 | -7.8407 | -10.7331 |  | 9.125 | 8.5657 | 8.2312 | 8.0709 | 7.7482 | 7.5055 | 7.2911 | 7.0781 | 6.8719 | 6.67 | 6.4763 | 4.8317 | -0.27637 | -4.3407 | -7.2331 |  | 5.625 | 5.1232 | 4.8463 | 4.7071 | 4.418 | 4.2362 | 4.0774 | 3.7555 | 2.6536 | 1.4945 | 0.34337 | -2.953 | -7.7271 | -10.4856 | -9.865 |  | 9.125 | 8.6232 | 8.3463 | 8.2071 | 7.918 | 7.7362 | 7.5774 | 7.2555 | 6.1536 | 4.9945 | 3.8434 | 0.54699 | -4.2271 | -6.9856 | -6.365 |  | 332286 | 443104 | BISPHAM | PENWORTHAM
| Clifton Junction | 7.3583 | 7.2858 | 7.055 | 6.8882 | 6.6047 | 6.3873 | 6.1793 | 5.9203 | 5.7326 | 5.5064 | 5.3223 | 4.4847 | 1.9183 | -0.1837 | -1.8535 |  | 10.8583 | 10.7858 | 10.555 | 10.3882 | 10.1047 | 9.8873 | 9.6793 | 9.4203 | 9.2326 | 9.0064 | 8.8223 | 7.9847 | 5.4183 | 3.3163 | 1.6465 |  | 7.3583 | 7.276 | 7.3085 | 7.3741 | 7.3458 | 7.4209 | 7.3768 | 7.1695 | 6.9712 | 6.7931 | 6.6507 | 6.2164 | 5.6086 | 5.1982 | 4.9017 |  | 10.8583 | 10.776 | 10.8085 | 10.8741 | 10.8458 | 10.9209 | 10.8768 | 10.6695 | 10.4712 | 10.2931 | 10.1507 | 9.7164 | 9.1086 | 8.6982 | 8.4017 |  | 7.3583 | 7.3146 | 7.105 | 6.9558 | 6.6974 | 6.5209 | 6.36 | 6.14 | 5.9738 | 5.7591 | 5.5773 | 5.0619 | 4.357 | 3.8517 | 3.6074 |  | 10.8583 | 10.8146 | 10.605 | 10.4558 | 10.1974 | 10.0209 | 9.86 | 9.64 | 9.4738 | 9.2591 | 9.0773 | 8.5619 | 7.857 | 7.3517 | 7.1074 |  | 7.3583 | 7.3017 | 7.0911 | 6.9395 | 6.6674 | 6.4616 | 6.2663 | 6.0255 | 5.8449 | 5.6183 | 5.4332 | 4.5719 | 2.3292 | 0.36102 | -0.99126 |  | 10.8583 | 10.8017 | 10.5911 | 10.4395 | 10.1674 | 9.9616 | 9.7663 | 9.5255 | 9.3449 | 9.1183 | 8.9332 | 8.0719 | 5.8292 | 3.861 | 2.5087 |  | 7.3583 | 7.3138 | 7.117 | 6.9732 | 6.7054 | 6.509 | 6.3185 | 6.0483 | 5.5886 | 5.0688 | 4.542 | 3.0398 | 0.65196 | -0.75354 | -0.63257 |  | 10.8583 | 10.8138 | 10.617 | 10.4732 | 10.2054 | 10.009 | 9.8185 | 9.5483 | 9.0886 | 8.5688 | 8.042 | 6.5398 | 4.152 | 2.7465 | 2.8674 |  | 379289 | 403073 | KEARSLEY LOCAL | KEARSLEY
| Clover Hill | 11.2826 | 10.7026 | 10.4949 | 10.2588 | 10.0352 | 9.7937 | 9.5366 | 9.3207 | 9.0996 | 8.8765 | 8.6892 | 7.0206 | 1.9359 | -2.0934 | -4.6401 |  | 19.3826 | 18.8026 | 18.5949 | 18.3588 | 18.1352 | 17.8937 | 17.6366 | 17.4207 | 17.1996 | 16.9765 | 16.7892 | 15.1206 | 10.0359 | 6.0066 | 3.4599 |  | 11.2826 | 10.6749 | 10.5971 | 10.4588 | 10.3208 | 10.1752 | 9.9591 | 9.6818 | 9.3734 | 9.1968 | 9.0391 | 8.6236 | 8.113 | 7.8881 | 7.7894 |  | 19.3826 | 18.7749 | 18.6971 | 18.5588 | 18.4208 | 18.2752 | 18.0591 | 17.7818 | 17.4734 | 17.2968 | 17.1391 | 16.7236 | 16.213 | 15.9881 | 15.8894 |  | 11.2826 | 10.7316 | 10.5483 | 10.3415 | 10.1619 | 9.9923 | 9.8211 | 9.6655 | 9.47 | 9.252 | 9.0543 | 8.527 | 7.7625 | 7.4424 | 7.3955 |  | 19.3826 | 18.8316 | 18.6483 | 18.4415 | 18.2619 | 18.0923 | 17.9211 | 17.7655 | 17.57 | 17.352 | 17.1543 | 16.627 | 15.8625 | 15.5424 | 15.4955 |  | 11.2826 | 10.7253 | 10.5449 | 10.3307 | 10.1353 | 9.9443 | 9.7599 | 9.6326 | 9.4872 | 9.3165 | 9.1546 | 7.5496 | 2.7492 | -1.1257 | -3.5388 |  | 19.3826 | 18.8253 | 18.6449 | 18.4307 | 18.2353 | 18.0443 | 17.8599 | 17.7326 | 17.5872 | 17.4165 | 17.2546 | 15.6496 | 10.8492 | 6.9743 | 4.5612 |  | 11.2826 | 10.7667 | 10.6304 | 10.4475 | 10.2866 | 10.1398 | 9.9966 | 9.7109 | 8.6168 | 7.4755 | 6.3696 | 3.2222 | -1.2407 | -3.7227 | -2.8191 |  | 19.3826 | 18.8667 | 18.7304 | 18.5475 | 18.3866 | 18.2398 | 18.0966 | 17.8109 | 16.7168 | 15.5755 | 14.4696 | 11.3222 | 6.8593 | 4.3773 | 5.2809 |  | 386638 | 437064 | NELSON | PADIHAM
| Cog Lane | 8.8254 | 7.5791 | 7.1816 | 6.7617 | 6.3709 | 5.9617 | 5.5155 | 5.1322 | 4.7217 | 4.3322 | 3.9972 | 1.4753 | -6.1503 | -12.3242 | -16.7523 |  | 19.2503 | 18.004 | 17.6065 | 17.1866 | 16.7958 | 16.3866 | 15.9404 | 15.5571 | 15.1466 | 14.7571 | 14.4221 | 11.9002 | 4.2746 | -1.8993 | -6.3274 |  | 8.8254 | 7.8212 | 7.7899 | 7.624 | 7.4686 | 7.324 | 7.0401 | 6.6576 | 6.182 | 5.918 | 5.6777 | 4.9804 | 3.9835 | 3.3649 | 2.9282 |  | 19.2503 | 18.2461 | 18.2148 | 18.0489 | 17.8935 | 17.7489 | 17.465 | 17.0825 | 16.6069 | 16.3429 | 16.1025 | 15.4053 | 14.4084 | 13.7898 | 13.3531 |  | 8.8254 | 7.9025 | 7.6091 | 7.2413 | 6.9245 | 6.6399 | 6.3418 | 6.0707 | 5.711 | 5.3369 | 4.9919 | 4.005 | 2.6555 | 1.8587 | 1.4834 |  | 19.2503 | 18.3274 | 18.034 | 17.6662 | 17.3494 | 17.0648 | 16.7667 | 16.4956 | 16.1359 | 15.7618 | 15.4168 | 14.4299 | 13.0804 | 12.2836 | 11.9083 |  | 8.8254 | 7.492 | 7.1189 | 6.7449 | 6.4054 | 6.0606 | 5.7042 | 5.4276 | 5.0996 | 4.762 | 4.4751 | 1.9785 | -5.5356 | -11.4989 | -15.4952 |  | 19.2503 | 17.9169 | 17.5438 | 17.1698 | 16.8303 | 16.4855 | 16.1291 | 15.8525 | 15.5245 | 15.1869 | 14.9 | 12.4034 | 4.8893 | -1.074 | -5.0703 |  | 8.8254 | 7.4965 | 7.1844 | 6.8616 | 6.5686 | 6.2859 | 5.9806 | 5.5226 | 3.9125 | 2.238 | 0.59736 | -4.184 | -11.1529 | -15.1755 | -14.3584 |  | 19.2503 | 17.9214 | 17.6093 | 17.2865 | 16.9935 | 16.7108 | 16.4055 | 15.9475 | 14.3374 | 12.6629 | 11.0223 | 6.2409 | -0.72803 | -4.7506 | -3.9335 |  | 382462 | 432232 | HUNCOAT | PADIHAM
| Coniston | -0.50158 | -0.62142 | -0.71418 | -0.83526 | -0.92369 | -1.0626 | -1.1545 | -1.2488 | -1.3768 | -1.4762 | -1.5701 | -2.0093 | -3.0164 | -3.7379 | -4.2504 |  | 1.6984 | 1.5786 | 1.4858 | 1.3647 | 1.2763 | 1.1374 | 1.0455 | 0.95117 | 0.82317 | 0.72379 | 0.62991 | 0.19071 | -0.81639 | -1.5379 | -2.0504 |  | -0.50158 | -0.60719 | -0.63546 | -0.68337 | -0.70917 | -0.79092 | -0.83194 | -0.97038 | -1.2068 | -1.2518 | -1.2893 | -1.3991 | -1.6847 | -1.9358 | -2.0869 |  | 1.6984 | 1.5928 | 1.5645 | 1.5166 | 1.4908 | 1.4091 | 1.3681 | 1.2296 | 0.99321 | 0.94821 | 0.91074 | 0.80091 | 0.51533 | 0.26419 | 0.11307 |  | -0.50158 | -0.60182 | -0.68126 | -0.77856 | -0.83891 | -0.94029 | -0.99046 | -1.0538 | -1.1758 | -1.2764 | -1.3754 | -1.623 | -1.9487 | -2.1584 | -2.1658 |  | 1.6984 | 1.5982 | 1.5187 | 1.4214 | 1.3611 | 1.2597 | 1.2095 | 1.1462 | 1.0242 | 0.92359 | 0.82459 | 0.57698 | 0.25125 | 0.041561 | 0.034184 |  | -0.50158 | -0.62144 | -0.71166 | -0.83306 | -0.92374 | -1.0618 | -1.1502 | -1.2377 | -1.3651 | -1.4667 | -1.5606 | -1.9363 | -2.8616 | -3.537 | -4.0044 |  | 1.6984 | 1.5786 | 1.4883 | 1.3669 | 1.2763 | 1.1382 | 1.0498 | 0.96226 | 0.83491 | 0.73331 | 0.63938 | 0.26374 | -0.6616 | -1.337 | -1.8044 |  | -0.50158 | -0.61648 | -0.7023 | -0.8243 | -0.91166 | -1.0387 | -1.1155 | -1.2014 | -1.4455 | -1.6743 | -1.9083 | -2.5831 | -3.4691 | -3.9575 | -3.878 |  | 1.6984 | 1.5835 | 1.4977 | 1.3757 | 1.2883 | 1.1613 | 1.0845 | 0.9986 | 0.75454 | 0.52567 | 0.29168 | -0.38313 | -1.2691 | -1.7575 | -1.678 |  | 329874 | 497641 | ULVERSTON | HARKER
| Copse Rd | 7.6829 | 7.1323 | 6.6154 | 6.2384 | 5.7018 | 5.2232 | 4.7331 | 4.229 | 3.7243 | 3.3356 | 2.9561 | 0.53265 | -6.4685 | -12.0562 | -16.1251 |  | 12.3199 | 11.7693 | 11.2524 | 10.8754 | 10.3388 | 9.8602 | 9.3701 | 8.866 | 8.3613 | 7.9726 | 7.5931 | 5.1697 | -1.8315 | -7.4192 | -11.4881 |  | 7.6829 | 7.0885 | 6.8972 | 6.7868 | 6.5102 | 6.323 | 6.0102 | 5.5053 | 4.9264 | 4.6889 | 4.4255 | 3.6993 | 2.7144 | 2.239 | 1.9236 |  | 12.3199 | 11.7255 | 11.5342 | 11.4238 | 11.1472 | 10.96 | 10.6472 | 10.1423 | 9.5634 | 9.3259 | 9.0625 | 8.3363 | 7.3514 | 6.876 | 6.5606 |  | 7.6829 | 7.1986 | 6.7461 | 6.439 | 6.004 | 5.679 | 5.3653 | 5.0002 | 4.5789 | 4.2287 | 3.8546 | 2.8341 | 1.4994 | 0.82004 | 0.53738 |  | 12.3199 | 11.8356 | 11.3831 | 11.076 | 10.641 | 10.316 | 10.0023 | 9.6372 | 9.2159 | 8.8657 | 8.4916 | 7.4711 | 6.1364 | 5.457 | 5.1744 |  | 7.6829 | 7.185 | 6.7226 | 6.3899 | 5.906 | 5.5055 | 5.1295 | 4.7612 | 4.3679 | 4.052 | 3.7511 | 1.5121 | -5.1538 | -10.4248 | -14.1618 |  | 12.3199 | 11.822 | 11.3596 | 11.0269 | 10.543 | 10.1425 | 9.7665 | 9.3982 | 9.0049 | 8.689 | 8.3881 | 6.1491 | -0.51679 | -5.7878 | -9.5248 |  | 7.6829 | 7.24 | 6.8266 | 6.525 | 6.081 | 5.7423 | 5.4246 | 4.9428 | 3.41 | 1.8981 | 0.37509 | -3.9734 | -10.1883 | -13.8494 | -13.2187 |  | 12.3199 | 11.877 | 11.4636 | 11.162 | 10.718 | 10.3793 | 10.0616 | 9.5798 | 8.047 | 6.5351 | 5.0121 | 0.66357 | -5.5513 | -9.2124 | -8.5817 |  | 333013 | 446934 | THORNTON | STANAH
| Cox Green | 6.0002 | 5.6288 | 5.0513 | 5.1799 | 4.7154 | 4.4752 | 4.2215 | 3.9866 | 3.6517 | 3.4042 | 3.1792 | 1.4927 | -3.0341 | -6.6737 | -9.0543 |  | 10.3002 | 9.9288 | 9.3513 | 9.4799 | 9.0154 | 8.7752 | 8.5215 | 8.2866 | 7.9517 | 7.7042 | 7.4792 | 5.7927 | 1.2659 | -2.3737 | -4.7543 |  | 6.0002 | 5.6009 | 5.2271 | 5.4962 | 5.1562 | 5.0537 | 4.8655 | 4.5615 | 4.1464 | 3.9605 | 3.7727 | 3.1243 | 2.4239 | 1.9563 | 1.8068 |  | 10.3002 | 9.9009 | 9.5271 | 9.7962 | 9.4562 | 9.3537 | 9.1655 | 8.8615 | 8.4464 | 8.2605 | 8.0727 | 7.4243 | 6.7239 | 6.2563 | 6.1068 |  | 6.0002 | 5.653 | 5.1046 | 5.273 | 4.8753 | 4.738 | 4.6025 | 4.4559 | 4.1643 | 3.9205 | 3.674 | 2.9257 | 2.1251 | 1.6694 | 1.7234 |  | 10.3002 | 9.953 | 9.4046 | 9.573 | 9.1753 | 9.038 | 8.9025 | 8.7559 | 8.4643 | 8.2205 | 7.974 | 7.2257 | 6.4251 | 5.9694 | 6.0234 |  | 6.0002 | 5.659 | 5.1225 | 5.2769 | 4.8513 | 4.6845 | 4.5341 | 4.4249 | 4.2142 | 4.0557 | 3.9246 | 2.4152 | -1.836 | -5.2672 | -7.5009 |  | 10.3002 | 9.959 | 9.4225 | 9.5769 | 9.1513 | 8.9845 | 8.8341 | 8.7249 | 8.5142 | 8.3557 | 8.2246 | 6.7152 | 2.464 | -0.96723 | -3.2009 |  | 6.0002 | 5.7086 | 5.2262 | 5.4116 | 5.0359 | 4.9268 | 4.8326 | 4.6297 | 3.6614 | 2.6966 | 1.7541 | -1.1274 | -4.9733 | -7.2717 | -6.5592 |  | 10.3002 | 10.0086 | 9.5262 | 9.7116 | 9.3359 | 9.2268 | 9.1326 | 8.9297 | 7.9614 | 6.9966 | 6.0541 | 3.1726 | -0.67327 | -2.9717 | -2.2592 |  | 371893 | 413641 | BOLTON | KEARSLEY
| Craggs Row & Bushell St | 5.9434 | 3.3352 | 2.3583 | 2.2098 | 1.6233 | 1.3067 | 1.0551 | 0.61479 | 0.17411 | -0.18664 | -0.34404 | -1.9781 | -6.5867 | -10.3964 | -12.7671 |  | 10.0834 | 7.4752 | 6.4983 | 6.3498 | 5.7633 | 5.4467 | 5.1951 | 4.7548 | 4.3141 | 3.9534 | 3.796 | 2.1619 | -2.4467 | -6.2564 | -8.6271 |  | 5.9434 | 4.93 | 4.6672 | 4.8036 | 4.5488 | 4.5493 | 4.444 | 4.0178 | 3.5197 | 3.2873 | 3.1885 | 2.7145 | 2.1442 | 1.7953 | 1.7901 |  | 10.0834 | 9.07 | 8.8072 | 8.9436 | 8.6888 | 8.6893 | 8.584 | 8.1578 | 7.6597 | 7.4273 | 7.3285 | 6.8545 | 6.2842 | 5.9353 | 5.9301 |  | 5.9434 | 4.4787 | 3.7711 | 3.6475 | 3.1362 | 2.9029 | 2.7423 | 2.3861 | 1.9934 | 1.6513 | 1.4779 | 0.71711 | -0.24455 | -0.88459 | -0.94468 |  | 10.0834 | 8.6187 | 7.9111 | 7.7875 | 7.2762 | 7.0429 | 6.8823 | 6.5261 | 6.1334 | 5.7913 | 5.6179 | 4.8571 | 3.8954 | 3.2554 | 3.1953 |  | 5.9434 | 2.5057 | 1.3997 | 1.3115 | 0.76879 | 0.5277 | 0.38672 | 0.066509 | -0.28083 | -0.57091 | -0.64954 | -2.0933 | -6.3258 | -9.8022 | -11.8712 |  | 10.0834 | 6.6457 | 5.5397 | 5.4515 | 4.9088 | 4.6677 | 4.5267 | 4.2065 | 3.8592 | 3.5691 | 3.4905 | 2.0467 | -2.1858 | -5.6622 | -7.7312 |  | 5.9434 | 2.1164 | 0.97678 | 0.94901 | 0.46083 | 0.28371 | 0.20487 | -0.16049 | -1.2301 | -2.2928 | -3.1483 | -5.9519 | -9.8641 | -12.3261 | -11.5424 |  | 10.0834 | 6.2564 | 5.1168 | 5.089 | 4.6008 | 4.4237 | 4.3449 | 3.9795 | 2.9099 | 1.8472 | 0.99165 | -1.8119 | -5.7241 | -8.1861 | -7.4024 |  | 353740 | 430080 | RIBBLE | PENWORTHAM
| Crown Lane | 6.9802 | 5.5159 | 4.7717 | 4.3589 | 3.6284 | 3.0323 | 2.3045 | 1.7127 | 1.1344 | 0.46837 | -0.20553 | -3.6801 | -12.8317 | -20.2562 | -26.0094 |  | 11.6172 | 10.1529 | 9.4087 | 8.9959 | 8.2654 | 7.6693 | 6.9415 | 6.3497 | 5.7714 | 5.1054 | 4.4315 | 0.95692 | -8.1947 | -15.6192 | -21.3724 |  | 6.9802 | 6.0629 | 5.7884 | 5.6788 | 5.2518 | 5.0002 | 4.4888 | 3.936 | 3.2509 | 2.8612 | 2.4438 | 0.94508 | -1.1848 | -2.9292 | -4.1267 |  | 11.6172 | 10.6999 | 10.4254 | 10.3158 | 9.8888 | 9.6372 | 9.1258 | 8.573 | 7.8879 | 7.4982 | 7.0808 | 5.5821 | 3.4522 | 1.7078 | 0.51028 |  | 6.9802 | 6.0257 | 5.4046 | 5.0638 | 4.452 | 4.0312 | 3.5488 | 3.1287 | 2.622 | 1.9809 | 1.3018 | -0.59009 | -3.0994 | -4.9895 | -5.9958 |  | 11.6172 | 10.6627 | 10.0416 | 9.7008 | 9.089 | 8.6682 | 8.1858 | 7.7657 | 7.259 | 6.6179 | 5.9388 | 4.0469 | 1.5376 | -0.35246 | -1.3588 |  | 6.9802 | 5.2778 | 4.558 | 4.1928 | 3.4995 | 2.9474 | 2.2755 | 1.8106 | 1.2714 | 0.53038 | -0.25225 | -4.3119 | -14.1311 | -21.6847 | -26.4058 |  | 11.6172 | 9.9148 | 9.195 | 8.8298 | 8.1365 | 7.5844 | 6.9125 | 6.4476 | 5.9084 | 5.1674 | 4.3847 | 0.32507 | -9.4941 | -17.0477 | -21.7688 |  | 6.9802 | 5.183 | 4.4821 | 4.1195 | 3.3908 | 2.7555 | 2.0589 | 1.2602 | -0.651 | -2.8087 | -5.0155 | -11.3961 | -20.3628 | -25.6369 | -25.251 |  | 11.6172 | 9.82 | 9.1191 | 8.7565 | 8.0278 | 7.3925 | 6.6959 | 5.8972 | 3.986 | 1.8283 | -0.37853 | -6.7591 | -15.7258 | -20.9999 | -20.614 |  | 362706 | 410859 | WESTHOUGHTON | KEARSLEY
| Culcheth | 3.8348 | 2.854 | 2.4669 | 2.3232 | 1.9196 | 1.535 | 1.2343 | 0.93803 | 0.54095 | 0.24887 | 0.072446 | -1.0484 | -3.65 | -5.313 | -6.8605 |  | 9.8348 | 8.854 | 8.4669 | 8.3232 | 7.9196 | 7.535 | 7.2343 | 6.938 | 6.5409 | 6.2489 | 6.0724 | 4.9516 | 2.35 | 0.68702 | -0.86046 |  | 3.8348 | 3.3193 | 3.2594 | 3.3644 | 3.2411 | 3.1461 | 3.0134 | 2.8431 | 2.5791 | 2.4367 | 2.3463 | 1.9221 | 1.2844 | 0.80996 | 0.5359 |  | 9.8348 | 9.3193 | 9.2594 | 9.3644 | 9.2411 | 9.1461 | 9.0134 | 8.8431 | 8.5791 | 8.4367 | 8.3463 | 7.9221 | 7.2844 | 6.81 | 6.5359 |  | 3.8348 | 3.1052 | 2.7722 | 2.6752 | 2.3572 | 2.0976 | 1.9547 | 1.8892 | 1.5451 | 1.2943 | 1.0921 | 0.27939 | -0.67563 | -1.1731 | -1.1351 |  | 9.8348 | 9.1052 | 8.7722 | 8.6752 | 8.3572 | 8.0976 | 7.9547 | 7.8892 | 7.5451 | 7.2943 | 7.0921 | 6.2794 | 5.3244 | 4.8269 | 4.8649 |  | 3.8348 | 2.5933 | 2.1828 | 2.0469 | 1.6386 | 1.2564 | 0.97321 | 0.7925 | 0.35044 | 0.087468 | -0.065707 | -1.103 | -3.3851 | -4.9386 | -6.3345 |  | 9.8348 | 8.5933 | 8.1828 | 8.0469 | 7.6386 | 7.2564 | 6.9732 | 6.7925 | 6.3504 | 6.0875 | 5.9343 | 4.897 | 2.6149 | 1.0614 | -0.33453 |  | 3.8348 | 2.4748 | 2.0569 | 1.9296 | 1.5384 | 1.198 | 0.9698 | 0.85543 | 0.23429 | -0.27599 | -0.71821 | -2.2433 | -4.2206 | -5.2895 | -5.1795 |  | 9.8348 | 8.4748 | 8.0569 | 7.9296 | 7.5384 | 7.198 | 6.9698 | 6.8554 | 6.2343 | 5.724 | 5.2818 | 3.7567 | 1.7794 | 0.71046 | 0.82052 |  | 365430 | 395366 | GOLBORNE | BOLD
| Cutacre | 18.0668 | 13.9502 | 12.8752 | 12.3024 | 11.6915 | 11.1272 | 5.6312 | 5.0929 | 4.556 | 4.0127 | 3.978 | 3.8121 | 3.381 | 3.0043 | 2.7673 |  | 22.0668 | 17.9502 | 16.8752 | 16.3024 | 15.6915 | 15.1272 | 14.6312 | 14.0929 | 13.556 | 13.0127 | 12.978 | 12.8121 | 12.381 | 12.0043 | 11.7673 |  | 18.0668 | 17.5982 | 17.1216 | 16.6823 | 16.2395 | 15.8473 | 10.4542 | 9.9967 | 9.5026 | 9.0079 | 9.0176 | 9.0298 | 9.0438 | 9.0505 | 9.1206 |  | 22.0668 | 21.5982 | 21.1216 | 20.6823 | 20.2395 | 19.8473 | 19.4542 | 18.9967 | 18.5026 | 18.0079 | 18.0176 | 18.0298 | 18.0438 | 18.0505 | 18.1206 |  | 18.0668 | 17.0866 | 16.3931 | 15.8111 | 15.2129 | 14.6543 | 9.145 | 8.6083 | 8.0701 | 7.5286 | 7.4945 | 7.3849 | 7.2296 | 7.1051 | 7.0893 |  | 22.0668 | 21.0866 | 20.3931 | 19.8111 | 19.2129 | 18.6543 | 18.145 | 17.6083 | 17.0701 | 16.5286 | 16.4945 | 16.3849 | 16.2296 | 16.1051 | 16.0893 |  | 18.0668 | 12.2596 | 10.9922 | 10.4401 | 9.8354 | 9.278 | 3.7964 | 3.2661 | 2.7342 | 2.1923 | 2.1575 | 1.9767 | 1.5642 | 1.2672 | 1.2174 |  | 22.0668 | 16.2596 | 14.9922 | 14.4401 | 13.8354 | 13.278 | 12.7964 | 12.2661 | 11.7342 | 11.1923 | 11.1575 | 10.9767 | 10.5642 | 10.2672 | 10.2174 |  | 18.0668 | 11.4069 | 10.035 | 9.4835 | 8.868 | 8.3016 | 2.8139 | 2.2712 | 1.6805 | 1.0813 | 0.99282 | 0.71074 | 0.30561 | 0.09091 | 0.24338 |  | 22.0668 | 15.4069 | 14.035 | 13.4835 | 12.868 | 12.3016 | 11.8139 | 11.2712 | 10.6805 | 10.0813 | 9.9928 | 9.7107 | 9.3056 | 9.0909 | 9.2434 |  | 369848 | 404515 | KEARSLEY LOCAL | KEARSLEY
| Deansgate | 9.0966 | 7.9902 | 7.7483 | 7.464 | 7.2365 | 6.9975 | 6.9316 | 6.7836 | 6.6209 | 6.5152 | 6.4093 | 5.9906 | 5.3601 | 4.8444 | 4.5072 |  | 16.4266 | 15.3202 | 15.0783 | 14.794 | 14.5665 | 14.3275 | 14.2616 | 14.1136 | 13.9509 | 13.8452 | 13.7393 | 13.3206 | 12.6901 | 12.1744 | 11.8372 |  | 9.0966 | 9.1329 | 9.35 | 9.366 | 9.4499 | 9.5583 | 9.6965 | 9.6011 | 9.4145 | 9.4116 | 9.4066 | 9.4025 | 9.5554 | 9.742 | 9.9856 |  | 16.4266 | 16.4629 | 16.68 | 16.696 | 16.7799 | 16.8883 | 17.0265 | 16.9311 | 16.7445 | 16.7416 | 16.7366 | 16.7325 | 16.8854 | 17.072 | 17.3156 |  | 9.0966 | 9.0598 | 8.9421 | 8.6634 | 8.4414 | 8.214 | 8.1443 | 8.0007 | 7.8405 | 7.734 | 7.6281 | 7.2984 | 7.0754 | 6.9723 | 6.9801 |  | 16.4266 | 16.3898 | 16.2721 | 15.9934 | 15.7714 | 15.544 | 15.4743 | 15.3307 | 15.1705 | 15.064 | 14.9581 | 14.6284 | 14.4054 | 14.3023 | 14.3101 |  | 9.0966 | 7.4795 | 7.2072 | 6.9549 | 6.759 | 6.5514 | 6.5229 | 6.4113 | 6.2833 | 6.2153 | 6.1486 | 5.8559 | 5.4698 | 5.2158 | 5.1466 |  | 16.4266 | 14.8095 | 14.5372 | 14.2849 | 14.089 | 13.8814 | 13.8529 | 13.7413 | 13.6133 | 13.5453 | 13.4786 | 13.1859 | 12.7998 | 12.5458 | 12.4766 |  | 9.0966 | 7.2208 | 6.9299 | 6.6911 | 6.5095 | 6.3161 | 6.3059 | 6.2126 | 6.0203 | 5.8691 | 5.7192 | 5.2558 | 4.8649 | 4.6866 | 4.935 |  | 16.4266 | 14.5508 | 14.2599 | 14.0211 | 13.8395 | 13.6461 | 13.6359 | 13.5426 | 13.3503 | 13.1991 | 13.0492 | 12.5858 | 12.1949 | 12.0166 | 12.265 |  | 383463 | 398149 | BLOOM ST | SOUTH MANCHESTER
| Denton East | 10.1762 | 9.3123 | 8.9796 | 8.7789 | 8.4093 | 8.0347 | 7.6791 | 7.3512 | 6.9626 | 6.6598 | 6.4282 | 4.5548 | -1.1416 | -5.6839 | -8.9561 |  | 8.3132 | 7.4493 | 7.1166 | 6.9159 | 6.5463 | 6.1717 | 5.8161 | 5.4882 | 5.0996 | 4.7968 | 4.5652 | 2.6918 | -3.0046 | -7.5469 | -10.8191 |  | 10.1762 | 9.2651 | 9.1168 | 9.0705 | 8.8495 | 8.6562 | 8.4148 | 8.0539 | 7.5999 | 7.4107 | 7.2533 | 6.7655 | 6.1057 | 5.7591 | 5.6189 |  | 8.3132 | 7.4021 | 7.2538 | 7.2075 | 6.9865 | 6.7932 | 6.5518 | 6.1909 | 5.7369 | 5.5477 | 5.3903 | 4.9025 | 4.2427 | 3.8961 | 3.7559 |  | 10.1762 | 9.3528 | 9.0634 | 8.925 | 8.6528 | 8.4353 | 8.2623 | 8.0739 | 7.7788 | 7.5199 | 7.295 | 6.6132 | 5.7533 | 5.3404 | 5.3255 |  | 8.3132 | 7.4898 | 7.2004 | 7.062 | 6.7898 | 6.5723 | 6.3993 | 6.2109 | 5.9158 | 5.6569 | 5.432 | 4.7502 | 3.8903 | 3.4774 | 3.4625 |  | 10.1762 | 9.3464 | 9.0514 | 8.8795 | 8.5483 | 8.2404 | 7.9791 | 7.7657 | 7.4745 | 7.242 | 7.0854 | 5.4042 | -0.014156 | -4.3326 | -7.4233 |  | 8.3132 | 7.4834 | 7.1884 | 7.0165 | 6.6853 | 6.3774 | 6.1161 | 5.9027 | 5.6115 | 5.379 | 5.2224 | 3.5412 | -1.8772 | -6.1956 | -9.2863 |  | 10.1762 | 9.4131 | 9.1878 | 9.0551 | 8.7734 | 8.5363 | 8.3415 | 8.0465 | 6.8193 | 5.5844 | 4.3925 | 0.89142 | -4.1296 | -7.0781 | -6.3934 |  | 8.3132 | 7.5501 | 7.3248 | 7.1921 | 6.9104 | 6.6733 | 6.4785 | 6.1835 | 4.9563 | 3.7214 | 2.5295 | -0.97158 | -5.9926 | -8.9411 | -8.2564 |  | 392394 | 395626 | DROYLSDEN | STALYBRIDGE
| Denton West | 9.608 | 7.0973 | 6.5249 | 6.3463 | 5.9577 | 5.3427 | 5.1247 | 4.7652 | 4.4603 | 4.1285 | 3.9533 | 2.2156 | -3.0076 | -7.1074 | -9.8575 |  | 14.245 | 11.7343 | 11.1619 | 10.9833 | 10.5947 | 9.9797 | 9.7617 | 9.4022 | 9.0973 | 8.7655 | 8.5903 | 6.8526 | 1.6294 | -2.4704 | -5.2205 |  | 9.608 | 8.5988 | 8.4679 | 8.4742 | 8.2925 | 8.1911 | 8.0794 | 7.7205 | 7.3611 | 7.1164 | 6.9876 | 6.5115 | 5.8286 | 5.4763 | 5.2904 |  | 14.245 | 13.2358 | 13.1049 | 13.1112 | 12.9295 | 12.8281 | 12.7164 | 12.3575 | 11.9981 | 11.7534 | 11.6246 | 11.1485 | 10.4656 | 10.1133 | 9.9274 |  | 9.608 | 8.252 | 7.8545 | 7.6997 | 7.3739 | 6.8498 | 6.7287 | 6.4544 | 6.1886 | 5.8745 | 5.6863 | 5.0182 | 4.0825 | 3.605 | 3.442 |  | 14.245 | 12.889 | 12.4915 | 12.3367 | 12.0109 | 11.4868 | 11.3657 | 11.0914 | 10.8256 | 10.5115 | 10.3233 | 9.6552 | 8.7195 | 8.242 | 8.079 |  | 9.608 | 6.3381 | 5.7094 | 5.576 | 5.2277 | 4.7003 | 4.5817 | 4.3327 | 4.1189 | 3.8523 | 3.7462 | 2.1358 | -2.8571 | -6.7339 | -9.2255 |  | 14.245 | 10.9751 | 10.3464 | 10.213 | 9.8647 | 9.3373 | 9.2187 | 8.9697 | 8.7559 | 8.4893 | 8.3832 | 6.7728 | 1.7799 | -2.0969 | -4.5885 |  | 9.608 | 5.988 | 5.3616 | 5.2698 | 4.9596 | 4.4824 | 4.4099 | 4.0342 | 2.9254 | 1.7285 | 0.69324 | -2.4789 | -7.0804 | -9.6803 | -8.869 |  | 14.245 | 10.625 | 9.9986 | 9.9068 | 9.5966 | 9.1194 | 9.0469 | 8.6712 | 7.5624 | 6.3655 | 5.3302 | 2.1581 | -2.4434 | -5.0433 | -4.232 |  | 390380 | 395565 | DROYLSDEN | STALYBRIDGE
| Dickinson St | 6.9664 | 6.5975 | 6.3415 | 5.6953 | 5.13 | 4.4942 | 4.3425 | 3.9582 | 3.5273 | 3.1704 | 2.8298 | 1.5204 | -0.27875 | -1.8375 | -3.048 |  | 6.9664 | 6.5975 | 6.3415 | 5.6953 | 5.13 | 4.4942 | 4.3425 | 3.9582 | 3.5273 | 3.1704 | 2.8298 | 1.5204 | -0.27875 | -1.8375 | -3.048 |  | 6.9664 | 7.0981 | 7.5982 | 7.5872 | 7.6961 | 7.7957 | 8.1477 | 8.0677 | 7.7692 | 7.5672 | 7.473 | 6.7949 | 6.4863 | 6.2182 | 6.002 |  | 6.9664 | 7.0981 | 7.5982 | 7.5872 | 7.6961 | 7.7957 | 8.1477 | 8.0677 | 7.7692 | 7.5672 | 7.473 | 6.7949 | 6.4863 | 6.2182 | 6.002 |  | 6.9664 | 6.9618 | 6.7529 | 6.118 | 5.5611 | 4.9358 | 4.788 | 4.4117 | 3.982 | 3.6239 | 3.2815 | 2.1388 | 1.1594 | 0.42294 | -0.115 |  | 6.9664 | 6.9618 | 6.7529 | 6.118 | 5.5611 | 4.9358 | 4.788 | 4.4117 | 3.982 | 3.6239 | 3.2815 | 2.1388 | 1.1594 | 0.42294 | -0.115 |  | 6.9664 | 6.3297 | 6.1002 | 5.5188 | 5.018 | 4.4479 | 4.3633 | 4.0497 | 3.6894 | 3.4059 | 3.1417 | 2.0928 | 0.78548 | -0.2412 | -0.90485 |  | 6.9664 | 6.3297 | 6.1002 | 5.5188 | 5.018 | 4.4479 | 4.3633 | 4.0497 | 3.6894 | 3.4059 | 3.1417 | 2.0928 | 0.78548 | -0.2412 | -0.90485 |  | 6.9664 | 6.1793 | 5.9492 | 5.3883 | 4.9091 | 4.3587 | 4.2976 | 4.0064 | 3.502 | 3.0551 | 2.6262 | 1.2445 | -0.053291 | -0.91017 | -0.92052 |  | 6.9664 | 6.1793 | 5.9492 | 5.3883 | 4.9091 | 4.3587 | 4.2976 | 4.0064 | 3.502 | 3.0551 | 2.6262 | 1.2445 | -0.053291 | -0.91017 | -0.92052 |  | 384109 | 397722 | BLOOM ST | SOUTH MANCHESTER
| Didsbury | 8.3036 | 7.8096 | 7.4587 | 6.9745 | 6.5179 | 5.9634 | 5.6304 | 5.2298 | 4.8369 | 4.4096 | 4.1081 | 2.1658 | -3.2209 | -7.345 | -10.235 |  | 12.9406 | 12.4466 | 12.0957 | 11.6115 | 11.1549 | 10.6004 | 10.2674 | 9.8668 | 9.4739 | 9.0466 | 8.7451 | 6.8028 | 1.4161 | -2.708 | -5.598 |  | 8.3036 | 7.7864 | 7.8044 | 7.6231 | 7.4488 | 7.2039 | 7.041 | 6.6284 | 6.1675 | 5.8779 | 5.6712 | 5.0687 | 4.3917 | 4.1472 | 4.1356 |  | 12.9406 | 12.4234 | 12.4414 | 12.2601 | 12.0858 | 11.8409 | 11.678 | 11.2654 | 10.8045 | 10.5149 | 10.3082 | 9.7057 | 9.0287 | 8.7842 | 8.7726 |  | 8.3036 | 7.8637 | 7.5563 | 7.1382 | 6.7831 | 6.3793 | 6.2132 | 5.9505 | 5.6573 | 5.2909 | 5.0083 | 4.0973 | 3.0706 | 2.643 | 2.6239 |  | 12.9406 | 12.5007 | 12.1933 | 11.7752 | 11.4201 | 11.0163 | 10.8502 | 10.5875 | 10.2943 | 9.9279 | 9.6453 | 8.7343 | 7.7076 | 7.28 | 7.2609 |  | 8.3036 | 7.8513 | 7.5594 | 7.1161 | 6.7111 | 6.2511 | 6.0513 | 5.8129 | 5.468 | 5.033 | 4.7522 | 2.9704 | -1.7215 | -5.5701 | -8.2528 |  | 12.9406 | 12.4883 | 12.1964 | 11.7531 | 11.3481 | 10.8881 | 10.6883 | 10.4499 | 10.105 | 9.67 | 9.3892 | 7.6074 | 2.9155 | -0.93307 | -3.6158 |  | 8.3036 | 7.9007 | 7.6573 | 7.2491 | 6.8853 | 6.4831 | 6.3356 | 6.0311 | 4.8946 | 3.6223 | 2.4544 | -0.95249 | -5.632 | -8.264 | -7.4045 |  | 12.9406 | 12.5377 | 12.2943 | 11.8861 | 11.5223 | 11.1201 | 10.9726 | 10.6681 | 9.5316 | 8.2593 | 7.0914 | 3.6845 | -0.99503 | -3.627 | -2.7675 |  | 384792 | 391153 | WEST DIDSBURY | SOUTH MANCHESTER
| Dodgson Rd | 15.3845 | 13.4046 | 12.8893 | 12.8574 | 12.6403 | 12.3944 | 12.189 | 12.0097 | 11.7059 | 11.5154 | 11.3701 | 10.0605 | 6.4892 | 3.4643 | 1.5347 |  | 19.5215 | 17.5416 | 17.0263 | 16.9944 | 16.7773 | 16.5314 | 16.326 | 16.1467 | 15.8429 | 15.6524 | 15.5071 | 14.1975 | 10.6262 | 7.6013 | 5.6717 |  | 15.3845 | 14.5483 | 14.3631 | 14.3687 | 14.2168 | 14.0529 | 13.896 | 13.6934 | 13.3645 | 13.2348 | 13.1274 | 12.6583 | 12.1142 | 11.6743 | 11.4553 |  | 19.5215 | 18.6853 | 18.5001 | 18.5057 | 18.3538 | 18.1899 | 18.033 | 17.8304 | 17.5015 | 17.3718 | 17.2644 | 16.7953 | 16.2512 | 15.8113 | 15.5923 |  | 15.3845 | 14.3844 | 14.0961 | 14.0736 | 13.906 | 13.7377 | 13.6203 | 13.5039 | 13.2514 | 13.0771 | 12.9283 | 12.3431 | 11.6217 | 11.0523 | 10.8328 |  | 19.5215 | 18.5214 | 18.2331 | 18.2106 | 18.043 | 17.8747 | 17.7573 | 17.6409 | 17.3884 | 17.2141 | 17.0653 | 16.4801 | 15.7587 | 15.1893 | 14.9698 |  | 15.3845 | 12.8578 | 12.2439 | 12.2342 | 12.0278 | 11.7987 | 11.626 | 11.4835 | 11.1998 | 11.0232 | 10.8901 | 9.547 | 5.8452 | 2.5002 | 0.51086 |  | 19.5215 | 16.9948 | 16.3809 | 16.3712 | 16.1648 | 15.9357 | 15.763 | 15.6205 | 15.3368 | 15.1602 | 15.0271 | 13.684 | 9.9822 | 6.6372 | 4.6479 |  | 15.3845 | 12.6198 | 11.9901 | 12.0207 | 11.843 | 11.6439 | 11.493 | 11.2694 | 10.381 | 9.579 | 8.8195 | 6.4291 | 3.0494 | 0.83758 | 0.8239 |  | 19.5215 | 16.7568 | 16.1271 | 16.1577 | 15.98 | 15.7809 | 15.63 | 15.4064 | 14.518 | 13.716 | 12.9565 | 10.5661 | 7.1864 | 4.9746 | 4.9609 |  | 355190 | 430397 | PRESTON EAST | PENWORTHAM
| Douglas St | 9.9646 | 8.7758 | 8.2602 | 8.1063 | 7.7489 | 7.5047 | 7.2702 | 7.0898 | 6.7483 | 6.5116 | 6.4394 | 5.4146 | 3.1876 | 1.2525 | -0.079421 |  | 16.6246 | 15.4358 | 14.9202 | 14.7663 | 14.4089 | 14.1647 | 13.9302 | 13.7498 | 13.4083 | 13.1716 | 13.0994 | 12.0746 | 9.8476 | 7.9125 | 6.5806 |  | 9.9646 | 9.7022 | 9.6794 | 9.7108 | 9.72 | 9.7071 | 9.6389 | 9.4589 | 9.234 | 9.0845 | 8.9797 | 8.8536 | 8.7915 | 8.5975 | 8.5513 |  | 16.6246 | 16.3622 | 16.3394 | 16.3708 | 16.38 | 16.3671 | 16.2989 | 16.1189 | 15.894 | 15.7445 | 15.6397 | 15.5136 | 15.4515 | 15.2575 | 15.2113 |  | 9.9646 | 9.5817 | 9.2372 | 9.0896 | 8.7613 | 8.5512 | 8.3546 | 8.2015 | 7.8819 | 7.652 | 7.5691 | 6.9554 | 6.44 | 6.0235 | 5.949 |  | 16.6246 | 16.2417 | 15.8972 | 15.7496 | 15.4213 | 15.2112 | 15.0146 | 14.8615 | 14.5419 | 14.312 | 14.2291 | 13.6154 | 13.1 | 12.6835 | 12.609 |  | 9.9646 | 8.3575 | 7.7747 | 7.6356 | 7.276 | 7.0373 | 6.8142 | 6.6564 | 6.3116 | 6.0613 | 5.9823 | 4.9266 | 2.7774 | 1.0155 | -0.042462 |  | 16.6246 | 15.0175 | 14.4347 | 14.2956 | 13.936 | 13.6973 | 13.4742 | 13.3164 | 12.9716 | 12.7213 | 12.6423 | 11.5866 | 9.4374 | 7.6755 | 6.6175 |  | 9.9646 | 8.1557 | 7.5496 | 7.4273 | 7.0755 | 6.8497 | 6.6351 | 6.4384 | 5.7415 | 5.1264 | 4.6916 | 2.9835 | 0.97444 | -0.34686 | 0.0083259 |  | 16.6246 | 14.8157 | 14.2096 | 14.0873 | 13.7355 | 13.5097 | 13.2951 | 13.0984 | 12.4015 | 11.7864 | 11.3516 | 9.6435 | 7.6344 | 6.3131 | 6.6683 |  | 352220 | 429932 | RIBBLE | PENWORTHAM
| Droylsden East | 8.7819 | 7.4942 | 7.0571 | 6.815 | 6.329 | 5.8818 | 5.4834 | 5.0082 | 4.5896 | 4.1444 | 3.8075 | 1.3883 | -5.7066 | -11.4775 | -15.6131 |  | 13.4219 | 12.1342 | 11.6971 | 11.455 | 10.969 | 10.5218 | 10.1234 | 9.6482 | 9.2296 | 8.7844 | 8.4475 | 6.0283 | -1.0666 | -6.8375 | -10.9731 |  | 8.7819 | 7.8461 | 7.6765 | 7.6007 | 7.2849 | 7.0354 | 6.7576 | 6.2463 | 5.7456 | 5.4001 | 5.1331 | 4.3153 | 3.1172 | 2.3966 | 1.9542 |  | 13.4219 | 12.4861 | 12.3165 | 12.2407 | 11.9249 | 11.6754 | 11.3976 | 10.8863 | 10.3856 | 10.0401 | 9.7731 | 8.9553 | 7.7572 | 7.0366 | 6.5942 |  | 8.7819 | 7.894 | 7.5491 | 7.3511 | 6.9525 | 6.6525 | 6.4209 | 6.0754 | 5.7194 | 5.3001 | 4.9568 | 3.9085 | 2.4717 | 1.6831 | 1.3996 |  | 13.4219 | 12.534 | 12.1891 | 11.9911 | 11.5925 | 11.2925 | 11.0609 | 10.7154 | 10.3594 | 9.9401 | 9.5968 | 8.5485 | 7.1117 | 6.3231 | 6.0396 |  | 8.7819 | 7.3469 | 6.9312 | 6.7314 | 6.2914 | 5.9256 | 5.6431 | 5.3101 | 5.0099 | 4.6467 | 4.3641 | 2.0404 | -4.6506 | -10.177 | -14.0803 |  | 13.4219 | 11.9869 | 11.5712 | 11.3714 | 10.9314 | 10.5656 | 10.2831 | 9.9501 | 9.6499 | 9.2867 | 9.0041 | 6.6804 | -0.010607 | -5.537 | -9.4403 |  | 8.7819 | 7.3204 | 6.9575 | 6.7827 | 6.3818 | 6.0836 | 5.8622 | 5.3753 | 3.9304 | 2.3713 | 0.90484 | -3.4058 | -9.725 | -13.5509 | -12.9966 |  | 13.4219 | 11.9604 | 11.5975 | 11.4227 | 11.0218 | 10.7236 | 10.5022 | 10.0153 | 8.5704 | 7.0113 | 5.5448 | 1.2342 | -5.085 | -8.9109 | -8.3566 |  | 390532 | 398053 | DROYLSDEN | STALYBRIDGE
| Dukinfield | 12.3028 | 12.1072 | 11.7655 | 11.5274 | 11.1567 | 10.8382 | 10.529 | 10.3354 | 10.0598 | 9.863 | 9.7502 | 8.8525 | 6.447 | 4.3974 | 2.8264 |  | 16.9398 | 16.7442 | 16.4025 | 16.1644 | 15.7937 | 15.4752 | 15.166 | 14.9724 | 14.6968 | 14.5 | 14.3872 | 13.4895 | 11.084 | 9.0344 | 7.4634 |  | 12.3028 | 12.0771 | 12.0176 | 12.0283 | 11.9229 | 11.895 | 11.81 | 11.7055 | 11.4767 | 11.3656 | 11.3201 | 11.0056 | 10.5953 | 10.3396 | 10.1217 |  | 16.9398 | 16.7141 | 16.6546 | 16.6653 | 16.5599 | 16.532 | 16.447 | 16.3425 | 16.1137 | 16.0026 | 15.9571 | 15.6426 | 15.2323 | 14.9766 | 14.7587 |  | 12.3028 | 12.1257 | 11.8039 | 11.5797 | 11.2281 | 10.939 | 10.6645 | 10.496 | 10.2302 | 10.0332 | 9.9128 | 9.3835 | 8.6975 | 8.2573 | 7.9558 |  | 16.9398 | 16.7627 | 16.4409 | 16.2167 | 15.8651 | 15.576 | 15.3015 | 15.133 | 14.8672 | 14.6702 | 14.5498 | 14.0205 | 13.3345 | 12.8943 | 12.5928 |  | 12.3028 | 12.1293 | 11.8092 | 11.587 | 11.2294 | 10.9268 | 10.6366 | 10.4666 | 10.2037 | 10.0132 | 9.9073 | 9.0301 | 6.7457 | 4.8446 | 3.5001 |  | 16.9398 | 16.7663 | 16.4462 | 16.224 | 15.8664 | 15.5638 | 15.2736 | 15.1036 | 14.8407 | 14.6502 | 14.5443 | 13.6671 | 11.3827 | 9.4816 | 8.1371 |  | 12.3028 | 12.151 | 11.8538 | 11.6532 | 11.3165 | 11.0364 | 10.7654 | 10.5646 | 9.9964 | 9.4395 | 8.9434 | 7.3915 | 5.139 | 3.7799 | 3.8771 |  | 16.9398 | 16.788 | 16.4908 | 16.2902 | 15.9535 | 15.6734 | 15.4024 | 15.2016 | 14.6334 | 14.0765 | 13.5804 | 12.0285 | 9.776 | 8.4169 | 8.5141 |  | 394372 | 396438 | HYDE | STALYBRIDGE
| Dumers Lane | 10.6709 | 9.8269 | 9.1389 | 8.761 | 8.3852 | 8.2346 | 8.0678 | 7.821 | 7.583 | 7.4496 | 7.2884 | 6.0783 | 3.0356 | 0.40346 | -1.5537 |  | 17.1709 | 16.3269 | 15.6389 | 15.261 | 14.8852 | 14.7346 | 14.5678 | 14.321 | 14.083 | 13.9496 | 13.7884 | 12.5783 | 9.5356 | 6.9035 | 4.9463 |  | 10.6709 | 10.4427 | 10.1384 | 10.0016 | 9.8283 | 9.8755 | 9.8793 | 9.6047 | 9.3403 | 9.2262 | 9.0803 | 8.542 | 7.9184 | 7.3997 | 7.0687 |  | 17.1709 | 16.9427 | 16.6384 | 16.5016 | 16.3283 | 16.3755 | 16.3793 | 16.1047 | 15.8403 | 15.7262 | 15.5803 | 15.042 | 14.4184 | 13.8997 | 13.5687 |  | 10.6709 | 10.4222 | 9.831 | 9.4613 | 9.1151 | 8.996 | 8.8475 | 8.657 | 8.4079 | 8.2757 | 8.0954 | 7.4356 | 6.6148 | 5.9532 | 5.5814 |  | 17.1709 | 16.9222 | 16.331 | 15.9613 | 15.6151 | 15.496 | 15.3475 | 15.157 | 14.9079 | 14.7757 | 14.5954 | 13.9356 | 13.1148 | 12.4532 | 12.0814 |  | 10.6709 | 9.57 | 8.8802 | 8.2869 | 7.5792 | 7.0475 | 6.4829 | 6.2257 | 5.8098 | 5.6805 | 5.4942 | 4.391 | 1.5588 | -0.96173 | -2.5569 |  | 17.1709 | 16.07 | 15.3802 | 14.7869 | 14.0792 | 13.5475 | 12.9829 | 12.7257 | 12.3098 | 12.1805 | 11.9942 | 10.891 | 8.0588 | 5.5383 | 3.9431 |  | 10.6709 | 9.4465 | 8.7609 | 8.1858 | 7.485 | 6.9608 | 6.4028 | 6.0957 | 5.3099 | 4.8048 | 4.2402 | 2.2155 | -0.62134 | -2.4364 | -2.3047 |  | 17.1709 | 15.9465 | 15.2609 | 14.6858 | 13.985 | 13.4608 | 12.9028 | 12.5957 | 11.8099 | 11.3048 | 10.7402 | 8.7155 | 5.8787 | 4.0636 | 4.1953 |  | 380057 | 408141 | BURY | KEARSLEY
| Dumplington | 17.2983 | 15.7837 | 15.5107 | 15.1849 | 14.7978 | 14.4478 | 14.2345 | 14.239 | 13.6684 | 13.5805 | 13.6743 | 13.1365 | 12.2844 | 11.2943 | 11.0561 |  | 28.2983 | 26.7837 | 26.5107 | 26.1849 | 25.7978 | 25.4478 | 25.2345 | 25.239 | 24.6684 | 24.5805 | 24.6743 | 24.1365 | 23.2844 | 22.2943 | 22.0561 |  | 17.2983 | 17.2446 | 17.6556 | 17.7885 | 17.9055 | 18.1157 | 18.2712 | 18.4356 | 18.0078 | 18.0698 | 18.2678 | 18.2519 | 18.3837 | 18.3222 | 18.7126 |  | 28.2983 | 28.2446 | 28.6556 | 28.7885 | 28.9055 | 29.1157 | 29.2712 | 29.4356 | 29.0078 | 29.0698 | 29.2678 | 29.2519 | 29.3837 | 29.3222 | 29.7126 |  | 17.2983 | 17.1491 | 17.0274 | 16.6977 | 16.3181 | 15.9799 | 15.7682 | 15.7601 | 15.217 | 15.1232 | 15.1991 | 14.7463 | 14.3015 | 13.7375 | 13.8391 |  | 28.2983 | 28.1491 | 28.0274 | 27.6977 | 27.3181 | 26.9799 | 26.7682 | 26.7601 | 26.217 | 26.1232 | 26.1991 | 25.7463 | 25.3015 | 24.7375 | 24.8391 |  | 17.2983 | 15.1364 | 14.834 | 14.5558 | 14.2073 | 13.8967 | 13.7257 | 13.7822 | 13.2396 | 13.19 | 13.3261 | 12.9012 | 12.3288 | 11.7076 | 11.9309 |  | 28.2983 | 26.1364 | 25.834 | 25.5558 | 25.2073 | 24.8967 | 24.7257 | 24.7822 | 24.2396 | 24.19 | 24.3261 | 23.9012 | 23.3288 | 22.7076 | 22.9309 |  | 17.2983 | 14.8012 | 14.4727 | 14.2079 | 13.8659 | 13.562 | 13.3987 | 13.4655 | 12.8483 | 12.7139 | 12.7736 | 12.1884 | 11.6218 | 11.0985 | 11.6394 |  | 28.2983 | 25.8012 | 25.4727 | 25.2079 | 24.8659 | 24.562 | 24.3987 | 24.4655 | 23.8483 | 23.7139 | 23.7736 | 23.1884 | 22.6218 | 22.0985 | 22.6394 |  | 376770 | 397157 | BARTON | CARRINGTON
| Eastlands | 11.2287 | 6.1224 | 0.54722 | -4.7032 | -10.0769 | -15.3679 | 3.5191 | 3.2425 | 2.9023 | 2.6251 | 2.3468 | 1.4138 | -0.41739 | -1.7556 | -2.8636 |  | 15.8657 | 10.7594 | 5.1842 | -0.06619 | -5.4399 | -10.7309 | -10.9809 | -11.2575 | -11.5977 | -11.8749 | -12.1532 | -13.0862 | -14.9174 | -16.2556 | -17.3636 |  | 11.2287 | 8.584 | 4.5016 | 0.45221 | -3.6838 | -7.7227 | 11.331 | 11.1423 | 10.8509 | 10.648 | 10.4362 | 9.8587 | 8.9897 | 8.415 | 7.8891 |  | 15.8657 | 13.221 | 9.1386 | 5.0892 | 0.95318 | -3.0857 | -3.169 | -3.3577 | -3.6491 | -3.852 | -4.0638 | -4.6413 | -5.5103 | -6.085 | -6.6109 |  | 11.2287 | 7.7249 | 2.3559 | -2.8923 | -8.2467 | -13.513 | 5.4009 | 5.146 | 4.8187 | 4.5432 | 4.2607 | 3.4841 | 2.3464 | 1.5951 | 0.97759 |  | 15.8657 | 12.3619 | 6.9929 | 1.7447 | -3.6097 | -8.876 | -9.0991 | -9.354 | -9.6813 | -9.9568 | -10.2393 | -11.0159 | -12.1536 | -12.9049 | -13.5224 |  | 11.2287 | 5.1811 | -0.47985 | -5.6972 | -11.0427 | -16.2974 | 2.6431 | 2.4244 | 2.1242 | 1.8848 | 1.6475 | 0.79901 | -0.88091 | -2.0569 | -2.9904 |  | 15.8657 | 9.8181 | 4.1572 | -1.0602 | -6.4057 | -11.6604 | -11.8569 | -12.0756 | -12.3758 | -12.6152 | -12.8525 | -13.701 | -15.3809 | -16.5569 | -17.4904 |  | 11.2287 | 4.7053 | -0.99941 | -6.1974 | -11.5262 | -16.7613 | 2.1984 | 1.9793 | 1.5501 | 1.1681 | 0.77963 | -0.32799 | -1.9186 | -2.8715 | -3.2185 |  | 15.8657 | 9.3423 | 3.6376 | -1.5604 | -6.8892 | -12.1243 | -12.3016 | -12.5207 | -12.9499 | -13.3319 | -13.7204 | -14.828 | -16.4186 | -17.3715 | -17.7185 |  | 386458 | 398693 | STUART ST | STALYBRIDGE
| Easton | 0.16891 | 0.092551 | 0.0025214 | 0.0038403 | -0.086818 | -0.18461 | -0.22944 | -0.2869 | -0.38087 | -0.44387 | -0.48796 | -0.71363 | -0.99724 | -1.1604 | -1.2281 |  | 0.46891 | 0.39255 | 0.30252 | 0.30384 | 0.21318 | 0.11539 | 0.070556 | 0.013098 | -0.080874 | -0.14387 | -0.18796 | -0.41363 | -0.69724 | -0.86041 | -0.92809 |  | 0.16891 | 0.097148 | 0.059332 | 0.1048 | 0.063462 | 0.024157 | 0.016269 | -0.023736 | -0.10549 | -0.12874 | -0.13739 | -0.26452 | -0.5057 | -0.75685 | -0.89551 |  | 0.46891 | 0.39715 | 0.35933 | 0.4048 | 0.36346 | 0.32416 | 0.31627 | 0.27626 | 0.19451 | 0.17126 | 0.16261 | 0.035476 | -0.2057 | -0.45685 | -0.59551 |  | 0.16891 | 0.10253 | 0.02681 | 0.051404 | -0.0053962 | -0.056444 | -0.057435 | -0.08225 | -0.17404 | -0.24006 | -0.28993 | -0.49161 | -0.70187 | -0.89159 | -0.86745 |  | 0.46891 | 0.40253 | 0.32681 | 0.3514 | 0.2946 | 0.24356 | 0.24257 | 0.21775 | 0.12596 | 0.059943 | 0.010069 | -0.19161 | -0.40187 | -0.59159 | -0.56745 |  | 0.16891 | 0.095275 | 0.010487 | 0.016003 | -0.06859 | -0.15613 | -0.18686 | -0.22685 | -0.30421 | -0.35647 | -0.38988 | -0.58676 | -0.82928 | -0.95968 | -1.0045 |  | 0.46891 | 0.39528 | 0.31049 | 0.316 | 0.23141 | 0.14387 | 0.11314 | 0.073149 | -0.0042115 | -0.056466 | -0.089877 | -0.28676 | -0.52928 | -0.65968 | -0.70453 |  | 0.16891 | 0.099544 | 0.01707 | 0.013825 | -0.074074 | -0.15433 | -0.17755 | -0.21293 | -0.31192 | -0.39227 | -0.45502 | -0.70276 | -0.90911 | -0.99278 | -0.92765 |  | 0.46891 | 0.39954 | 0.31707 | 0.31382 | 0.22593 | 0.14567 | 0.12245 | 0.087065 | -0.011915 | -0.092273 | -0.15502 | -0.40276 | -0.60911 | -0.69278 | -0.62765 |  | 343201 | 571738 | - | HARKER
| Egremont | 3.971 | 2.5433 | 1.6839 | 1.6067 | 0.8272 | -0.095049 | -0.67438 | -1.2263 | -1.9502 | -2.5037 | -2.8574 | -5.5092 | -12.0938 | -16.5412 | -20.0076 |  | 6.471 | 5.0433 | 4.1839 | 4.1067 | 3.3272 | 2.405 | 1.8256 | 1.2737 | 0.54984 | -0.003698 | -0.35738 | -3.0092 | -9.5938 | -14.0412 | -17.5076 |  | 3.971 | 3.1397 | 2.8165 | 3.116 | 2.7515 | 2.3625 | 2.2077 | 1.8806 | 1.3346 | 1.0881 | 0.95297 | 0.074874 | -1.272 | -2.2503 | -2.7452 |  | 6.471 | 5.6397 | 5.3165 | 5.616 | 5.2515 | 4.8625 | 4.7077 | 4.3806 | 3.8346 | 3.5881 | 3.453 | 2.5749 | 1.228 | 0.24966 | -0.24524 |  | 3.971 | 3.1319 | 2.4777 | 2.5449 | 2.0403 | 1.5157 | 1.3512 | 1.0917 | 0.54168 | -0.028903 | -0.52756 | -2.2197 | -4.2145 | -5.1615 | -4.9515 |  | 6.471 | 5.6319 | 4.9777 | 5.0449 | 4.5403 | 4.0157 | 3.8512 | 3.5917 | 3.0417 | 2.4711 | 1.9724 | 0.28033 | -1.7145 | -2.6615 | -2.4515 |  | 3.971 | 2.3445 | 1.4757 | 1.4072 | 0.67379 | -0.16383 | -0.6399 | -1.1761 | -1.734 | -2.2407 | -2.5362 | -5.0524 | -11.2742 | -15.5532 | -18.8748 |  | 6.471 | 4.8445 | 3.9757 | 3.9072 | 3.1738 | 2.3362 | 1.8601 | 1.3239 | 0.76597 | 0.25929 | -0.036199 | -2.5524 | -8.7742 | -13.0532 | -16.3748 |  | 3.971 | 2.2823 | 1.4121 | 1.3167 | 0.61408 | -0.068266 | -0.40724 | -0.92727 | -2.2985 | -3.7736 | -5.1162 | -9.2562 | -14.55 | -17.4937 | -16.7881 |  | 6.471 | 4.7823 | 3.9121 | 3.8167 | 3.1141 | 2.4317 | 2.0928 | 1.5727 | 0.20148 | -1.2736 | -2.6162 | -6.7562 | -12.05 | -14.9937 | -14.2881 |  | 301070 | 513074 | EGREMONT | HARKER
| Embleton | 3.7984 | 2.7354 | 2.192 | 1.6964 | 1.241 | 0.65674 | 0.099217 | -0.32663 | -0.88128 | -1.3109 | -1.6888 | -3.3468 | -6.9483 | -9.3225 | -11.261 |  | 14.7984 | 13.7354 | 13.192 | 12.6964 | 12.241 | 11.6567 | 11.0992 | 10.6734 | 10.1187 | 9.6891 | 9.3112 | 7.6532 | 4.0517 | 1.6775 | -0.26103 |  | 3.7984 | 3.0389 | 2.941 | 2.7994 | 2.7066 | 2.5473 | 2.3231 | 2.0371 | 1.5853 | 1.3654 | 1.1483 | 0.46387 | -0.58953 | -1.3528 | -1.7871 |  | 14.7984 | 14.0389 | 13.941 | 13.7994 | 13.7066 | 13.5473 | 13.3231 | 13.0371 | 12.5853 | 12.3654 | 12.1483 | 11.4639 | 10.4105 | 9.6472 | 9.2129 |  | 3.7984 | 2.9119 | 2.4618 | 2.0719 | 1.7675 | 1.4027 | 1.0918 | 0.86032 | 0.37057 | -0.068028 | -0.5001 | -1.6891 | -3.0749 | -3.8571 | -3.8616 |  | 14.7984 | 13.9119 | 13.4618 | 13.0719 | 12.7675 | 12.4027 | 12.0918 | 11.8603 | 11.3706 | 10.932 | 10.4999 | 9.3109 | 7.9251 | 7.1429 | 7.1384 |  | 3.7984 | 2.5846 | 2.048 | 1.5912 | 1.1796 | 0.65748 | 0.19043 | -0.12857 | -0.59454 | -0.96989 | -1.2928 | -2.8444 | -6.2489 | -8.4121 | -10.07 |  | 14.7984 | 13.5846 | 13.048 | 12.5912 | 12.1796 | 11.6575 | 11.1904 | 10.8714 | 10.4055 | 10.0301 | 9.7072 | 8.1556 | 4.7511 | 2.5879 | 0.93005 |  | 3.7984 | 2.5219 | 1.9823 | 1.5308 | 1.1424 | 0.68495 | 0.2955 | 0.037388 | -0.79706 | -1.6331 | -2.4677 | -4.8769 | -7.7552 | -9.2327 | -8.9138 |  | 14.7984 | 13.5219 | 12.9823 | 12.5308 | 12.1424 | 11.6849 | 11.2955 | 11.0374 | 10.2029 | 9.3669 | 8.5323 | 6.1231 | 3.2448 | 1.7673 | 2.0862 |  | 315767 | 529389 | STAINBURN & SIDDICK | HARKER
| Exchange St | 7.9166 | 5.4372 | 4.6977 | 4.5824 | 4.2141 | 4.0211 | 3.8748 | 3.5824 | 3.2639 | 2.9979 | 2.8726 | 1.2659 | -3.4537 | -7.3868 | -10.2005 |  | 11.4166 | 8.9372 | 8.1977 | 8.0824 | 7.7141 | 7.5211 | 7.3748 | 7.0824 | 6.7639 | 6.4979 | 6.3726 | 4.7659 | 0.046272 | -3.8868 | -6.7005 |  | 7.9166 | 6.8547 | 6.5766 | 6.5658 | 6.3268 | 6.2458 | 6.1399 | 5.8197 | 5.4327 | 5.2345 | 5.1457 | 4.5812 | 3.6747 | 2.9128 | 2.3681 |  | 11.4166 | 10.3547 | 10.0766 | 10.0658 | 9.8268 | 9.7458 | 9.6399 | 9.3197 | 8.9327 | 8.7345 | 8.6457 | 8.0812 | 7.1747 | 6.4128 | 5.8681 |  | 7.9166 | 6.4252 | 5.9134 | 5.8149 | 5.4972 | 5.3621 | 5.2797 | 5.0546 | 4.7685 | 4.5158 | 4.3817 | 3.7095 | 2.718 | 1.7282 | 0.86347 |  | 11.4166 | 9.9252 | 9.4134 | 9.3149 | 8.9972 | 8.8621 | 8.7797 | 8.5546 | 8.2685 | 8.0158 | 7.8817 | 7.2095 | 6.218 | 5.2282 | 4.3635 |  | 7.9166 | 4.6834 | 3.8121 | 3.7295 | 3.3732 | 3.2003 | 3.0867 | 2.828 | 2.5206 | 2.1932 | 1.9439 | -0.12206 | -5.3815 | -9.4386 | -11.5726 |  | 11.4166 | 8.1834 | 7.3121 | 7.2295 | 6.8732 | 6.7003 | 6.5867 | 6.328 | 6.0206 | 5.6932 | 5.4439 | 3.3779 | -1.8815 | -5.9386 | -8.0726 |  | 7.9166 | 4.3359 | 3.4294 | 3.381 | 3.0294 | 2.8704 | 2.7565 | 2.3236 | 1.2199 | 0.10124 | -0.85622 | -4.041 | -8.9488 | -11.7642 | -11.5224 |  | 11.4166 | 7.8359 | 6.9294 | 6.881 | 6.5294 | 6.3704 | 6.2565 | 5.8236 | 4.7199 | 3.6012 | 2.6438 | -0.54104 | -5.4488 | -8.2642 | -8.0224 |  | 369100 | 423028 | LOWER DARWEN | ROCHDALE
| Failsworth | 10.1029 | 8.8004 | 8.3757 | 8.0859 | 7.7264 | 7.4547 | 7.0923 | 6.7085 | 6.3522 | 6.0914 | 5.8141 | 3.9211 | -1.4682 | -5.8815 | -9.0287 |  | 14.7399 | 13.4374 | 13.0127 | 12.7229 | 12.3634 | 12.0917 | 11.7293 | 11.3455 | 10.9892 | 10.7284 | 10.4511 | 8.5581 | 3.1688 | -1.2445 | -4.3917 |  | 10.1029 | 9.2603 | 9.1141 | 8.9985 | 8.8137 | 8.7374 | 8.4804 | 8.0748 | 7.6712 | 7.4577 | 7.2401 | 6.5753 | 5.7165 | 5.1604 | 4.7628 |  | 14.7399 | 13.8973 | 13.7511 | 13.6355 | 13.4507 | 13.3744 | 13.1174 | 12.7118 | 12.3082 | 12.0947 | 11.8771 | 11.2123 | 10.3535 | 9.7974 | 9.3998 |  | 10.1029 | 9.205 | 8.8638 | 8.6092 | 8.305 | 8.1203 | 7.8635 | 7.5593 | 7.2409 | 6.9874 | 6.701 | 5.8543 | 4.7703 | 4.0822 | 3.7257 |  | 14.7399 | 13.842 | 13.5008 | 13.2462 | 12.942 | 12.7573 | 12.5005 | 12.1963 | 11.8779 | 11.6244 | 11.338 | 10.4913 | 9.4073 | 8.7192 | 8.3627 |  | 10.1029 | 8.5769 | 8.156 | 7.8975 | 7.5734 | 7.3565 | 7.0716 | 6.78 | 6.4973 | 6.2914 | 6.0728 | 4.2994 | -0.87728 | -5.0883 | -8.0118 |  | 14.7399 | 13.2139 | 12.793 | 12.5345 | 12.2104 | 11.9935 | 11.7086 | 11.417 | 11.1343 | 10.9284 | 10.7098 | 8.9364 | 3.7597 | -0.45125 | -3.3748 |  | 10.1029 | 8.502 | 8.1221 | 7.9059 | 7.6268 | 7.4664 | 7.2333 | 6.8323 | 5.6799 | 4.5736 | 3.4356 | 0.085922 | -4.7272 | -7.6541 | -7.245 |  | 14.7399 | 13.139 | 12.7591 | 12.5429 | 12.2638 | 12.1034 | 11.8703 | 11.4693 | 10.3169 | 9.2106 | 8.0726 | 4.7229 | -0.090211 | -3.0171 | -2.608 |  | 389631 | 401496 | CHADDERTON | WHITEGATE
| Fallowfield | 7.4593 | 6.4806 | 6.0576 | 5.5691 | 5.1112 | 4.5833 | 4.1872 | 3.7599 | 3.3264 | 2.9041 | 2.5945 | 0.7192 | -4.5812 | -8.7497 | -11.6888 |  | 12.0963 | 11.1176 | 10.6946 | 10.2061 | 9.7482 | 9.2203 | 8.8242 | 8.3969 | 7.9634 | 7.5411 | 7.2315 | 5.3562 | 0.055776 | -4.1127 | -7.0518 |  | 7.4593 | 6.7931 | 6.7472 | 6.5499 | 6.3749 | 6.1637 | 5.9666 | 5.5753 | 5.0973 | 4.8683 | 4.6853 | 4.136 | 3.4651 | 3.1673 | 3.0057 |  | 12.0963 | 11.4301 | 11.3842 | 11.1869 | 11.0119 | 10.8007 | 10.6036 | 10.2123 | 9.7343 | 9.5053 | 9.3223 | 8.773 | 8.1021 | 7.8043 | 7.6427 |  | 7.4593 | 6.7937 | 6.4513 | 6.0293 | 5.672 | 5.2924 | 5.061 | 4.768 | 4.4306 | 4.0648 | 3.7702 | 2.9124 | 1.8693 | 1.3559 | 1.2198 |  | 12.0963 | 11.4307 | 11.0883 | 10.6663 | 10.309 | 9.9294 | 9.698 | 9.405 | 9.0676 | 8.7018 | 8.4072 | 7.5494 | 6.5063 | 5.9929 | 5.8568 |  | 7.4593 | 6.3356 | 5.9327 | 5.4748 | 5.0514 | 4.583 | 4.2776 | 3.9586 | 3.6011 | 3.2339 | 2.9854 | 1.2438 | -3.6469 | -7.5512 | -10.2412 |  | 12.0963 | 10.9726 | 10.5697 | 10.1118 | 9.6884 | 9.22 | 8.9146 | 8.5956 | 8.2381 | 7.8709 | 7.6224 | 5.8808 | 0.99009 | -2.9142 | -5.6042 |  | 7.4593 | 6.2983 | 5.9448 | 5.5363 | 5.1675 | 4.7675 | 4.5267 | 4.1666 | 3.0298 | 1.8159 | 0.6909 | -2.7131 | -7.4879 | -10.1563 | -9.4086 |  | 12.0963 | 10.9353 | 10.5818 | 10.1733 | 9.8045 | 9.4045 | 9.1637 | 8.8036 | 7.6668 | 6.4529 | 5.3279 | 1.9239 | -2.8509 | -5.5193 | -4.7716 |  | 385608 | 393881 | WEST DIDSBURY | SOUTH MANCHESTER
| Farnworth | 10.081 | 8.4556 | 7.9994 | 7.8132 | 7.3853 | 7.0407 | 6.7226 | 6.3267 | 6.0199 | 5.6723 | 5.4043 | 3.5765 | -1.8837 | -6.2882 | -9.519 |  | 14.081 | 12.4556 | 11.9994 | 11.8132 | 11.3853 | 11.0407 | 10.7226 | 10.3267 | 10.0199 | 9.6723 | 9.4043 | 7.5765 | 2.1163 | -2.2882 | -5.519 |  | 10.081 | 9.1919 | 9.0423 | 9.0185 | 8.7631 | 8.6105 | 8.4025 | 7.975 | 7.5771 | 7.3122 | 7.0908 | 6.4484 | 5.5512 | 4.9752 | 4.5972 |  | 14.081 | 13.1919 | 13.0423 | 13.0185 | 12.7631 | 12.6105 | 12.4025 | 11.975 | 11.5771 | 11.3122 | 11.0908 | 10.4484 | 9.5512 | 8.9752 | 8.5972 |  | 10.081 | 9.1885 | 8.8638 | 8.7206 | 8.3754 | 8.1539 | 7.9781 | 7.6955 | 7.4446 | 7.121 | 6.8454 | 6.0474 | 4.9292 | 4.2429 | 3.9643 |  | 14.081 | 13.1885 | 12.8638 | 12.7206 | 12.3754 | 12.1539 | 11.9781 | 11.6955 | 11.4446 | 11.121 | 10.8454 | 10.0474 | 8.9292 | 8.2429 | 7.9643 |  | 10.081 | 8.1322 | 7.6673 | 7.5128 | 7.1155 | 6.8226 | 6.5811 | 6.2769 | 6.04 | 5.7365 | 5.5133 | 3.7377 | -1.629 | -5.9095 | -8.9209 |  | 14.081 | 12.1322 | 11.6673 | 11.5128 | 11.1155 | 10.8226 | 10.5811 | 10.2769 | 10.04 | 9.7365 | 9.5133 | 7.7377 | 2.371 | -1.9095 | -4.9209 |  | 10.081 | 8.0138 | 7.589 | 7.4777 | 7.1217 | 6.8828 | 6.6868 | 6.2903 | 5.199 | 3.9882 | 2.837 | -0.54016 | -5.4861 | -8.4575 | -8.0628 |  | 14.081 | 12.0138 | 11.589 | 11.4777 | 11.1217 | 10.8828 | 10.6868 | 10.2903 | 9.199 | 7.9882 | 6.837 | 3.4598 | -1.4861 | -4.4575 | -4.0628 |  | 373726 | 405532 | KEARSLEY LOCAL | KEARSLEY
| Feniscowles | 3.0738 | 2.7588 | 2.6065 | 2.5564 | 2.4612 | 2.3627 | 2.2876 | 2.226 | 2.1271 | 2.0522 | 1.99 | 1.5139 | 0.25816 | -0.8005 | -1.4936 |  | 15.3738 | 15.0588 | 14.9065 | 14.8564 | 14.7612 | 14.6627 | 14.5876 | 14.526 | 14.4271 | 14.3522 | 14.29 | 13.8139 | 12.5582 | 11.4995 | 10.8064 |  | 3.0738 | 2.8759 | 2.827 | 2.8314 | 2.7925 | 2.7581 | 2.7166 | 2.6495 | 2.5348 | 2.4784 | 2.4305 | 2.2561 | 2.0472 | 1.9212 | 1.8824 |  | 15.3738 | 15.1759 | 15.127 | 15.1314 | 15.0925 | 15.0581 | 15.0166 | 14.9495 | 14.8348 | 14.7784 | 14.7305 | 14.5561 | 14.3472 | 14.2212 | 14.1824 |  | 3.0738 | 2.7749 | 2.6345 | 2.5899 | 2.5054 | 2.4279 | 2.3765 | 2.3313 | 2.239 | 2.165 | 2.0999 | 1.8788 | 1.6312 | 1.4784 | 1.4589 |  | 15.3738 | 15.0749 | 14.9345 | 14.8899 | 14.8054 | 14.7279 | 14.6765 | 14.6313 | 14.539 | 14.465 | 14.3999 | 14.1788 | 13.9312 | 13.7784 | 13.7589 |  | 3.0738 | 2.6725 | 2.5132 | 2.4747 | 2.3913 | 2.312 | 2.265 | 2.2367 | 2.1662 | 2.108 | 2.0631 | 1.6302 | 0.44813 | -0.54852 | -1.176 |  | 15.3738 | 14.9725 | 14.8132 | 14.7747 | 14.6913 | 14.612 | 14.565 | 14.5367 | 14.4662 | 14.408 | 14.3631 | 13.9302 | 12.7481 | 11.7515 | 11.124 |  | 3.0738 | 2.6295 | 2.4634 | 2.4248 | 2.3421 | 2.2692 | 2.2284 | 2.1621 | 1.8804 | 1.6066 | 1.3467 | 0.54773 | -0.54539 | -1.2384 | -1.0873 |  | 15.3738 | 14.9295 | 14.7634 | 14.7248 | 14.6421 | 14.5692 | 14.5284 | 14.4621 | 14.1804 | 13.9066 | 13.6467 | 12.8477 | 11.7546 | 11.0616 | 11.2127 |  | 364660 | 425120 | LOWER DARWEN | ROCHDALE
| Ferodo | 6.7553 | 6.0113 | 5.5853 | 5.2343 | 4.7944 | 4.3445 | 3.9234 | 3.3456 | 2.9397 | 2.5592 | 2.2441 | 0.84292 | -2.3062 | -4.396 | -6.2511 |  | 17.7153 | 16.9713 | 16.5453 | 16.1943 | 15.7544 | 15.3045 | 14.8834 | 14.3056 | 13.8997 | 13.5192 | 13.2041 | 11.8029 | 8.6538 | 6.564 | 4.7089 |  | 6.7553 | 6.3611 | 6.2972 | 6.2222 | 6.0806 | 5.9745 | 5.8281 | 5.5489 | 5.2431 | 5.0157 | 4.8108 | 4.1664 | 3.1366 | 2.4295 | 1.8947 |  | 17.7153 | 17.3211 | 17.2572 | 17.1822 | 17.0406 | 16.9345 | 16.7881 | 16.5089 | 16.2031 | 15.9757 | 15.7708 | 15.1264 | 14.0966 | 13.3895 | 12.8547 |  | 6.7553 | 6.3745 | 6.0406 | 5.7535 | 5.4131 | 5.1074 | 4.8502 | 4.4112 | 4.0522 | 3.6667 | 3.3103 | 2.2783 | 0.90117 | 0.10859 | -0.21487 |  | 17.7153 | 17.3345 | 17.0006 | 16.7135 | 16.3731 | 16.0674 | 15.8102 | 15.3712 | 15.0122 | 14.6267 | 14.2703 | 13.2383 | 11.8612 | 11.0686 | 10.7451 |  | 6.7553 | 5.8912 | 5.4796 | 5.1582 | 4.5794 | 4.1772 | 3.8211 | 3.4693 | 3.1141 | 2.7591 | 2.4664 | -1.9209 | -5.1459 | -7.1081 | -8.6721 |  | 17.7153 | 16.8512 | 16.4396 | 16.1182 | 15.5394 | 15.1372 | 14.7811 | 14.4293 | 14.0741 | 13.7191 | 13.4264 | 9.0391 | 5.8141 | 3.8519 | 2.2879 |  | 6.7553 | 5.8343 | 5.4223 | 4.9306 | 4.5447 | 4.1829 | 0.35027 | 0.18821 | -0.29436 | -0.9079 | -1.4975 | -3.5422 | -6.3471 | -7.725 | -7.7305 |  | 17.7153 | 16.7943 | 16.3823 | 15.8906 | 15.5047 | 15.1429 | 11.3103 | 11.1482 | 10.6656 | 10.0521 | 9.4625 | 7.4178 | 4.6129 | 3.235 | 3.2295 |  | 405720 | 381338 | NEW MILLS | STALYBRIDGE
| Flat Lane | 0.79317 | 0.45949 | 0.2814 | 0.10082 | -0.082591 | -0.28328 | -0.49018 | -0.67438 | -0.85809 | -1.029 | -1.1759 | -1.8252 | -3.252 | -4.2023 | -4.9417 |  | 6.2932 | 5.9595 | 5.7814 | 5.6008 | 5.4174 | 5.2167 | 5.0098 | 4.8256 | 4.6419 | 4.471 | 4.3241 | 3.6748 | 2.248 | 1.2977 | 0.55829 |  | 0.79317 | 0.51769 | 0.46106 | 0.37705 | 0.29241 | 0.20237 | 0.073935 | -0.094697 | -0.2814 | -0.38247 | -0.47967 | -0.78033 | -1.2251 | -1.5061 | -1.6744 |  | 6.2932 | 6.0177 | 5.9611 | 5.8771 | 5.7924 | 5.7024 | 5.5739 | 5.4053 | 5.2186 | 5.1175 | 5.0203 | 4.7197 | 4.2749 | 3.9939 | 3.8256 |  | 0.79317 | 0.49249 | 0.34366 | 0.20586 | 0.081383 | -0.040952 | -0.16152 | -0.2775 | -0.43382 | -0.59793 | -0.75415 | -1.1867 | -1.6908 | -1.9447 | -1.9656 |  | 6.2932 | 5.9925 | 5.8437 | 5.7059 | 5.5814 | 5.459 | 5.3385 | 5.2225 | 5.0662 | 4.9021 | 4.7458 | 4.3133 | 3.8092 | 3.5553 | 3.5344 |  | 0.79317 | 0.43277 | 0.26125 | 0.091828 | -0.075468 | -0.24967 | -0.41757 | -0.55392 | -0.69604 | -0.83896 | -0.95586 | -1.5308 | -2.839 | -3.698 | -4.3641 |  | 6.2932 | 5.9328 | 5.7612 | 5.5918 | 5.4245 | 5.2503 | 5.0824 | 4.9461 | 4.804 | 4.661 | 4.5441 | 3.9692 | 2.661 | 1.802 | 1.1359 |  | 0.79317 | 0.42983 | 0.26762 | 0.10558 | -0.050936 | -0.2005 | -0.341 | -0.46094 | -0.77183 | -1.1133 | -1.4444 | -2.3914 | -3.558 | -4.1541 | -4.0252 |  | 6.2932 | 5.9298 | 5.7676 | 5.6056 | 5.4491 | 5.2995 | 5.159 | 5.0391 | 4.7282 | 4.3867 | 4.0556 | 3.1086 | 1.942 | 1.3459 | 1.4748 |  | 383248 | 456995 | NELSON | PADIHAM
| Frederick Rd | 5.515 | 3.8301 | 2.986 | 2.5109 | 1.6454 | 1.0646 | 0.50033 | -0.43694 | -1.3585 | -2.0933 | -2.4967 | -4.5182 | -9.1415 | -12.8864 | -15.8666 |  | 12.515 | 10.8301 | 9.986 | 9.5109 | 8.6454 | 8.0646 | 7.5003 | 6.5631 | 5.6415 | 4.9067 | 4.5033 | 2.4818 | -2.1415 | -5.8864 | -8.8666 |  | 5.515 | 4.643 | 4.1855 | 3.9003 | 3.2535 | 2.8983 | 2.4648 | 1.5572 | 0.57964 | -0.096999 | -0.45706 | -1.6987 | -3.3764 | -4.7019 | -5.7471 |  | 12.515 | 11.643 | 11.1855 | 10.9003 | 10.2535 | 9.8983 | 9.4648 | 8.5572 | 7.5796 | 6.903 | 6.5429 | 5.3013 | 3.6236 | 2.2981 | 1.2529 |  | 5.515 | 4.5705 | 3.8816 | 3.4317 | 2.6292 | 2.1264 | 1.6492 | 0.79271 | -0.087657 | -0.81727 | -1.2338 | -2.6583 | -4.5903 | -6.0646 | -7.1312 |  | 12.515 | 11.5705 | 10.8816 | 10.4317 | 9.6292 | 9.1264 | 8.6492 | 7.7927 | 6.9123 | 6.1827 | 5.7662 | 4.3417 | 2.4097 | 0.93542 | -0.13119 |  | 5.515 | 3.4525 | 2.5942 | 2.1603 | 1.3322 | 0.80452 | 0.31428 | -0.53963 | -1.3973 | -2.0861 | -2.4446 | -4.4214 | -8.9725 | -12.5389 | -15.1556 |  | 12.515 | 10.4525 | 9.5942 | 9.1603 | 8.3322 | 7.8045 | 7.3143 | 6.4604 | 5.6027 | 4.9139 | 4.5554 | 2.5786 | -1.9725 | -5.5389 | -8.1556 |  | 5.515 | 3.2781 | 2.4262 | 2.0349 | 1.2418 | 0.75742 | 0.30375 | -0.58143 | -1.9617 | -3.2095 | -4.1476 | -7.1919 | -11.4476 | -14.1681 | -14.5637 |  | 12.515 | 10.2781 | 9.4262 | 9.0349 | 8.2418 | 7.7574 | 7.3038 | 6.4186 | 5.0383 | 3.7905 | 2.8524 | -0.19189 | -4.4476 | -7.1681 | -7.5637 |  | 381697 | 399348 | FREDERICK RD | KEARSLEY
| Fusehill | 4.2862 | 3.6653 | 3.1954 | 3.0285 | 2.5331 | 2.1475 | 2.017 | 1.5908 | 1.2428 | 0.93852 | 0.82761 | -0.58343 | -4.383 | -7.3441 | -9.3306 |  | 10.7862 | 10.1653 | 9.6954 | 9.5285 | 9.0331 | 8.6475 | 8.517 | 8.0908 | 7.7428 | 7.4385 | 7.3276 | 5.9166 | 2.117 | -0.84411 | -2.8306 |  | 4.2862 | 3.9166 | 3.8972 | 4.0618 | 3.9262 | 3.9377 | 4.0634 | 3.767 | 3.4577 | 3.3102 | 3.3046 | 2.9545 | 2.5264 | 2.3292 | 2.3558 |  | 10.7862 | 10.4166 | 10.3972 | 10.5618 | 10.4262 | 10.4377 | 10.5634 | 10.267 | 9.9577 | 9.8102 | 9.8046 | 9.4545 | 9.0264 | 8.8292 | 8.8558 |  | 4.2862 | 3.9324 | 3.5547 | 3.4344 | 3.0153 | 2.7367 | 2.7208 | 2.3932 | 2.0926 | 1.8014 | 1.6703 | 0.9831 | 0.18623 | -0.23477 | -0.20834 |  | 10.7862 | 10.4324 | 10.0547 | 9.9344 | 9.5153 | 9.2367 | 9.2208 | 8.8932 | 8.5926 | 8.3014 | 8.1703 | 7.4831 | 6.6862 | 6.2652 | 6.2917 |  | 4.2862 | 3.5643 | 3.1135 | 2.9915 | 2.5432 | 2.2176 | 2.1722 | 1.844 | 1.5703 | 1.3228 | 1.2685 | -0.0098615 | -3.5703 | -6.2843 | -8.0139 |  | 10.7862 | 10.0643 | 9.6135 | 9.4915 | 9.0432 | 8.7176 | 8.6722 | 8.344 | 8.0703 | 7.8228 | 7.7685 | 6.4901 | 2.9297 | 0.21566 | -1.5139 |  | 4.2862 | 3.5323 | 3.1092 | 3.0265 | 2.6221 | 2.351 | 2.3574 | 1.9963 | 1.1276 | 0.23284 | -0.48144 | -2.897 | -6.1233 | -7.9515 | -7.2802 |  | 10.7862 | 10.0323 | 9.6092 | 9.5265 | 9.1221 | 8.851 | 8.8574 | 8.4963 | 7.6276 | 6.7328 | 6.0186 | 3.603 | 0.37675 | -1.4515 | -0.78021 |  | 341042 | 555452 | CARLISLE | HARKER
| Gale | 14.4973 | 13.7835 | 13.6083 | 13.3643 | 13.0177 | 12.7026 | 12.5178 | 12.2247 | 11.9803 | 11.741 | 11.5873 | 10.1402 | 5.725 | 2.1214 | -0.48275 |  | 19.1343 | 18.4205 | 18.2453 | 18.0013 | 17.6547 | 17.3396 | 17.1548 | 16.8617 | 16.6173 | 16.378 | 16.2243 | 14.7772 | 10.362 | 6.7584 | 4.1542 |  | 14.4973 | 13.9361 | 13.9292 | 13.8185 | 13.6034 | 13.4214 | 13.3379 | 13.0225 | 12.7422 | 12.5798 | 12.4839 | 12.1072 | 11.5348 | 11.2045 | 10.9513 |  | 19.1343 | 18.5731 | 18.5662 | 18.4555 | 18.2404 | 18.0584 | 17.9749 | 17.6595 | 17.3792 | 17.2168 | 17.1209 | 16.7442 | 16.1718 | 15.8415 | 15.5883 |  | 14.4973 | 13.8973 | 13.7575 | 13.5432 | 13.2468 | 13.0143 | 12.9216 | 12.7 | 12.4895 | 12.2618 | 12.1004 | 11.5713 | 10.8251 | 10.4037 | 10.198 |  | 19.1343 | 18.5343 | 18.3945 | 18.1802 | 17.8838 | 17.6513 | 17.5586 | 17.337 | 17.1265 | 16.8988 | 16.7374 | 16.2083 | 15.4621 | 15.0407 | 14.835 |  | 14.4973 | 13.6958 | 13.5347 | 13.316 | 12.9973 | 12.7292 | 12.6113 | 12.3991 | 12.2215 | 12.0302 | 11.9265 | 10.5955 | 6.3727 | 2.9317 | 0.47094 |  | 19.1343 | 18.3328 | 18.1717 | 17.953 | 17.6343 | 17.3662 | 17.2483 | 17.0361 | 16.8585 | 16.6672 | 16.5635 | 15.2325 | 11.0097 | 7.5687 | 5.1079 |  | 14.4973 | 13.6758 | 13.5428 | 13.3395 | 13.0453 | 12.8164 | 12.7346 | 12.4135 | 11.4786 | 10.5019 | 9.6122 | 6.9606 | 3.0595 | 0.71659 | 1.0736 |  | 19.1343 | 18.3128 | 18.1798 | 17.9765 | 17.6823 | 17.4534 | 17.3716 | 17.0505 | 16.1156 | 15.1389 | 14.2492 | 11.5976 | 7.6965 | 5.3536 | 5.7106 |  | 389570 | 414943 | BELFIELD | ROCHDALE
| Garstang | 9.4959 | 6.7604 | 5.6613 | 5.0841 | 4.3322 | 3.5779 | 2.7978 | 2.0726 | 1.3379 | 0.71782 | 0.16554 | -2.1058 | -6.8128 | -9.7683 | -12.5561 |  | 3.5959 | 0.86035 | -0.23866 | -0.8159 | -1.5678 | -2.3221 | -3.1022 | -3.8274 | -4.5621 | -5.1822 | -5.7345 | -8.0058 | -12.7128 | -15.6683 | -18.4561 |  | 9.4959 | 8.64 | 8.3308 | 8.0838 | 7.7039 | 7.3627 | 6.9077 | 6.2969 | 5.6335 | 5.2415 | 4.8523 | 3.6317 | 1.8037 | 0.67502 | -0.13736 |  | 3.5959 | 2.74 | 2.4308 | 2.1838 | 1.8039 | 1.4627 | 1.0077 | 0.39694 | -0.26647 | -0.65846 | -1.0477 | -2.2683 | -4.0963 | -5.225 | -6.0374 |  | 9.4959 | 8.3552 | 7.6651 | 7.2084 | 6.6599 | 6.1783 | 5.7075 | 5.2382 | 4.6095 | 3.9946 | 3.3791 | 1.6124 | -0.53945 | -1.645 | -1.9975 |  | 3.5959 | 2.4552 | 1.7651 | 1.3084 | 0.75989 | 0.27834 | -0.1925 | -0.66177 | -1.2905 | -1.9054 | -2.5209 | -4.2876 | -6.4394 | -7.545 | -7.8975 |  | 9.4959 | 5.9346 | 4.7097 | 4.1743 | 3.4593 | 2.7758 | 2.1026 | 1.5075 | 0.87787 | 0.31632 | -0.1744 | -2.2913 | -6.7067 | -9.4092 | -11.9071 |  | 3.5959 | 0.034557 | -1.1903 | -1.7257 | -2.4407 | -3.1242 | -3.7974 | -4.3925 | -5.0221 | -5.5837 | -6.0744 | -8.1913 | -12.6067 | -15.3092 | -17.8071 |  | 9.4959 | 5.5284 | 4.2161 | 3.686 | 2.9933 | 2.3814 | 1.7979 | 1.3106 | 0.28716 | -0.79449 | -1.8759 | -5.0151 | -8.8461 | -10.8182 | -10.9828 |  | 3.5959 | -0.37156 | -1.6839 | -2.214 | -2.9067 | -3.5186 | -4.1021 | -4.5894 | -5.6128 | -6.6945 | -7.7759 | -10.9151 | -14.7461 | -16.7182 | -16.8828 |  | 348319 | 445221 | THORNTON | STANAH
| Gatley | 2.369 | 2.0002 | 1.9022 | 1.7126 | 1.5295 | 1.2938 | 1.1478 | 1.0125 | 0.85266 | 0.69108 | 0.57277 | -0.27393 | -2.8022 | -4.8296 | -6.3283 |  | 12.869 | 12.5002 | 12.4022 | 12.2126 | 12.0295 | 11.7938 | 11.6478 | 11.5125 | 11.3527 | 11.1911 | 11.0728 | 10.2261 | 7.6978 | 5.6704 | 4.1717 |  | 2.369 | 2.0166 | 2.0706 | 2.0099 | 1.949 | 1.8696 | 1.7951 | 1.7018 | 1.5347 | 1.435 | 1.36 | 1.1398 | 0.85089 | 0.72081 | 0.69221 |  | 12.869 | 12.5166 | 12.5706 | 12.5099 | 12.449 | 12.3696 | 12.2951 | 12.2018 | 12.0347 | 11.935 | 11.86 | 11.6398 | 11.3509 | 11.2208 | 11.1922 |  | 2.369 | 2.0545 | 1.9799 | 1.8177 | 1.6769 | 1.5112 | 1.4452 | 1.3709 | 1.2521 | 1.1035 | 0.98991 | 0.64332 | 0.22774 | 0.018729 | 0.0015018 |  | 12.869 | 12.5545 | 12.4799 | 12.3177 | 12.1769 | 12.0112 | 11.9452 | 11.8709 | 11.7521 | 11.6035 | 11.4899 | 11.1433 | 10.7277 | 10.5187 | 10.5015 |  | 2.369 | 2.0052 | 1.9298 | 1.7611 | 1.6033 | 1.4073 | 1.3113 | 1.2452 | 1.1388 | 1.0146 | 0.93497 | 0.16727 | -2.2202 | -4.1212 | -5.4872 |  | 12.869 | 12.5052 | 12.4298 | 12.2611 | 12.1033 | 11.9073 | 11.8113 | 11.7452 | 11.6388 | 11.5146 | 11.435 | 10.6673 | 8.2798 | 6.3788 | 5.0128 |  | 2.369 | 2.0239 | 1.9769 | 1.8253 | 1.6867 | 1.5191 | 1.4558 | 1.3412 | 0.82387 | 0.26091 | -0.27201 | -1.823 | -4.0474 | -5.3458 | -5.0377 |  | 12.869 | 12.5239 | 12.4769 | 12.3253 | 12.1867 | 12.0191 | 11.9558 | 11.8412 | 11.3239 | 10.7609 | 10.228 | 8.677 | 6.4526 | 5.1542 | 5.4623 |  | 384242 | 388388 | MOSS NOOK | SOUTH MANCHESTER
| Gidlow | 8.7771 | 6.3285 | 5.6911 | 5.1697 | 4.6525 | 4.1182 | 3.564 | 3.075 | 2.5802 | 2.0846 | 1.6598 | -0.93832 | -8.0669 | -13.7424 | -17.7342 |  | 13.4141 | 10.9655 | 10.3281 | 9.8067 | 9.2895 | 8.7552 | 8.201 | 7.712 | 7.2172 | 6.7216 | 6.2968 | 3.6987 | -3.4299 | -9.1054 | -13.0972 |  | 8.7771 | 7.6225 | 7.3401 | 6.9812 | 6.5964 | 6.1566 | 5.5829 | 4.8647 | 4.0971 | 3.7308 | 3.4006 | 2.4513 | 1.2014 | 0.45017 | -0.018304 |  | 13.4141 | 12.2595 | 11.9771 | 11.6182 | 11.2334 | 10.7936 | 10.2199 | 9.5017 | 8.7341 | 8.3678 | 8.0376 | 7.0883 | 5.8384 | 5.0872 | 4.6187 |  | 8.7771 | 7.3624 | 6.8628 | 6.4011 | 5.9726 | 5.5754 | 5.1818 | 4.8078 | 4.336 | 3.8694 | 3.4399 | 2.2891 | 0.80141 | 0.010865 | -0.31456 |  | 13.4141 | 11.9994 | 11.4998 | 11.0381 | 10.6096 | 10.2124 | 9.8188 | 9.4448 | 8.973 | 8.5064 | 8.0769 | 6.9261 | 5.4384 | 4.6479 | 4.3224 |  | 8.7771 | 5.6333 | 4.9506 | 4.4427 | 3.9309 | 3.4414 | 2.92 | 2.4333 | 1.9011 | 1.3853 | 0.94741 | -1.3862 | -7.4208 | -12.8065 | -16.5842 |  | 13.4141 | 10.2703 | 9.5876 | 9.0797 | 8.5679 | 8.0784 | 7.557 | 7.0703 | 6.5381 | 6.0223 | 5.5844 | 3.2508 | -2.7838 | -8.1695 | -11.9472 |  | 8.7771 | 5.3265 | 4.6543 | 4.1904 | 3.7279 | 3.2776 | 2.8023 | 2.2196 | 0.80765 | -0.68936 | -2.1776 | -6.3902 | -12.6792 | -16.4193 | -15.7828 |  | 13.4141 | 9.9635 | 9.2913 | 8.8274 | 8.3649 | 7.9146 | 7.4393 | 6.8566 | 5.4446 | 3.9476 | 2.4594 | -1.7532 | -8.0422 | -11.7823 | -11.1458 |  | 357620 | 406662 | WIGAN | KIRKBY
| Gillsrow | 1.6035 | 1.2481 | 1.0698 | 0.90027 | 0.63021 | 0.36824 | 0.29442 | 0.055769 | -0.15607 | -0.36282 | -0.51701 | -1.1678 | -2.1384 | -2.6654 | -2.9517 |  | 3.8035 | 3.4481 | 3.2698 | 3.1003 | 2.8302 | 2.5682 | 2.4944 | 2.2558 | 2.0439 | 1.8372 | 1.683 | 1.0322 | 0.061556 | -0.46544 | -0.75167 |  | 1.6035 | 1.4628 | 1.4379 | 1.3545 | 1.2672 | 1.1965 | 1.1098 | 0.9398 | 0.74402 | 0.68028 | 0.62215 | 0.41061 | -0.19674 | -0.91467 | -1.3568 |  | 3.8035 | 3.6628 | 3.6379 | 3.5545 | 3.4672 | 3.3965 | 3.3098 | 3.1398 | 2.944 | 2.8803 | 2.8221 | 2.6106 | 2.0033 | 1.2853 | 0.84322 |  | 1.6035 | 1.4675 | 1.3639 | 1.2359 | 1.1197 | 1.0108 | 0.97438 | 0.87554 | 0.71834 | 0.50617 | 0.33669 | -0.23266 | -0.9053 | -1.4398 | -1.3865 |  | 3.8035 | 3.6675 | 3.5639 | 3.4359 | 3.3197 | 3.2108 | 3.1744 | 3.0755 | 2.9183 | 2.7062 | 2.5367 | 1.9673 | 1.2947 | 0.76015 | 0.81351 |  | 1.6035 | 1.1579 | 0.98035 | 0.82392 | 0.5686 | 0.33261 | 0.29758 | 0.10526 | -0.065795 | -0.24524 | -0.37151 | -0.94767 | -1.7999 | -2.2315 | -2.4428 |  | 3.8035 | 3.3579 | 3.1803 | 3.0239 | 2.7686 | 2.5326 | 2.4976 | 2.3053 | 2.1342 | 1.9548 | 1.8285 | 1.2523 | 0.40009 | -0.031473 | -0.24278 |  | 1.6035 | 1.1218 | 0.93714 | 0.75001 | 0.47846 | 0.2593 | 0.24422 | 0.062855 | -0.19229 | -0.47143 | -0.69953 | -1.459 | -2.2127 | -2.4955 | -2.3246 |  | 3.8035 | 3.3218 | 3.1371 | 2.95 | 2.6785 | 2.4593 | 2.4442 | 2.2629 | 2.0077 | 1.7286 | 1.5005 | 0.74097 | -0.012705 | -0.29546 | -0.12464 |  | 337117 | 526444 | PENRITH & SHAP | HUTTON
| Glaxo | 9.6355 | 9.5599 | 9.4808 | 9.4773 | 9.4208 | 9.3825 | 9.343 | 9.3206 | 9.2429 | 9.212 | 9.2098 | 7.6609 | 5.9501 | 2.3949 | 2.3145 |  | 21.5855 | 21.5099 | 21.4308 | 21.4273 | 21.3708 | 21.3325 | 21.293 | 21.2706 | 21.1929 | 21.162 | 21.1598 | 19.6109 | 17.9001 | 14.3449 | 14.2645 |  | 9.6355 | 9.6276 | 9.6419 | 9.7059 | 9.7257 | 9.7676 | 9.7896 | 9.8016 | 9.7532 | 9.7477 | 9.7657 | 9.7762 | 9.7949 | 9.8184 | 9.8676 |  | 21.5855 | 21.5776 | 21.5919 | 21.6559 | 21.6757 | 21.7176 | 21.7396 | 21.7516 | 21.7032 | 21.6977 | 21.7157 | 21.7262 | 21.7449 | 21.7684 | 21.8176 |  | 9.6355 | 9.5679 | 9.4911 | 9.4885 | 9.4331 | 9.3964 | 9.3584 | 9.3375 | 9.2609 | 9.2301 | 9.2259 | 7.6982 | 6.1025 | 2.6487 | 2.6494 |  | 21.5855 | 21.5179 | 21.4411 | 21.4385 | 21.3831 | 21.3464 | 21.3084 | 21.2875 | 21.2109 | 21.1801 | 21.1759 | 19.6482 | 18.0525 | 14.5987 | 14.5994 |  | 9.6355 | 9.5091 | 9.4254 | 9.429 | 9.3777 | 9.3454 | 9.3118 | 9.2969 | 9.2241 | 9.0682 | 9.0729 | 2.689 | 1.7107 | 1.587 | 1.5648 |  | 21.5855 | 21.4591 | 21.3754 | 21.379 | 21.3277 | 21.2954 | 21.2618 | 21.2469 | 21.1741 | 21.0182 | 21.0229 | 14.639 | 13.6607 | 13.537 | 13.5148 |  | 9.6355 | 9.4816 | 9.3933 | 9.3985 | 9.3478 | 9.3163 | 8.4516 | 6.9484 | 3.2256 | 2.9513 | 2.2709 | 1.5466 | 1.5766 | 1.4826 | 1.5262 |  | 21.5855 | 21.4316 | 21.3433 | 21.3485 | 21.2978 | 21.2663 | 20.4016 | 18.8984 | 15.1756 | 14.9013 | 14.2209 | 13.4966 | 13.5266 | 13.4326 | 13.4762 |  | 330458 | 477825 | ULVERSTON | HARKER
| Glossop | 9.0959 | 8.2838 | 7.8582 | 7.6204 | 7.1218 | 6.7199 | 6.3951 | 5.913 | 5.5368 | 5.1296 | 4.8399 | 2.8709 | -2.6329 | -7.0158 | -10.1746 |  | 13.7329 | 12.9208 | 12.4952 | 12.2574 | 11.7588 | 11.3569 | 11.0321 | 10.55 | 10.1738 | 9.7666 | 9.4769 | 7.5079 | 2.0041 | -2.3788 | -5.5376 |  | 9.0959 | 8.3727 | 8.2332 | 8.2004 | 7.908 | 7.7312 | 7.5369 | 7.055 | 6.6226 | 6.312 | 6.0898 | 5.3929 | 4.368 | 3.7663 | 3.3052 |  | 13.7329 | 13.0097 | 12.8702 | 12.8374 | 12.545 | 12.3682 | 12.1739 | 11.692 | 11.2596 | 10.949 | 10.7268 | 10.0299 | 9.005 | 8.4033 | 7.9422 |  | 9.0959 | 8.4426 | 8.0753 | 7.8724 | 7.4318 | 7.1181 | 6.8952 | 6.4932 | 6.1522 | 5.7546 | 5.4518 | 4.5266 | 3.2233 | 2.4625 | 2.017 |  | 13.7329 | 13.0796 | 12.7123 | 12.5094 | 12.0688 | 11.7551 | 11.5322 | 11.1302 | 10.7892 | 10.3916 | 10.0888 | 9.1636 | 7.8603 | 7.0995 | 6.654 |  | 9.0959 | 8.2593 | 7.8672 | 7.6623 | 7.2039 | 6.863 | 6.6242 | 6.2472 | 5.9525 | 5.6049 | 5.3756 | 3.5141 | -1.7915 | -5.9719 | -8.8792 |  | 13.7329 | 12.8963 | 12.5042 | 12.2993 | 11.8409 | 11.5 | 11.2612 | 10.8842 | 10.5895 | 10.2419 | 10.0126 | 8.1511 | 2.8455 | -1.3349 | -4.2422 |  | 9.0959 | 8.2846 | 7.9487 | 7.7955 | 7.3917 | 7.1128 | 6.9293 | 6.4414 | 5.2939 | 4.052 | 2.9169 | -0.45866 | -5.3569 | -8.2269 | -7.8669 |  | 13.7329 | 12.9216 | 12.5857 | 12.4325 | 12.0287 | 11.7498 | 11.5663 | 11.0784 | 9.9309 | 8.689 | 7.5539 | 4.1783 | -0.71993 | -3.5899 | -3.2299 |  | 402300 | 394074 | HYDE | STALYBRIDGE
| Golborne | 14.7018 | 11.6298 | 10.0067 | 9.656 | 7.9555 | 6.7255 | 5.8255 | 4.8258 | 3.8312 | 3.106 | 2.4907 | -1.2943 | -10.6192 | -18.2519 | -23.8472 |  | 9.2018 | 6.1298 | 4.5067 | 4.156 | 2.4555 | 1.2255 | 0.32551 | -0.67416 | -1.6688 | -2.394 | -3.0093 | -6.7943 | -16.1192 | -23.7519 | -29.3472 |  | 14.7018 | 13.4794 | 12.8928 | 13.009 | 12.2197 | 11.6404 | 10.9914 | 10.1338 | 9.013 | 8.3458 | 7.8404 | 5.9567 | 3.5449 | 1.976 | 0.99249 |  | 9.2018 | 7.9794 | 7.3928 | 7.509 | 6.7197 | 6.1404 | 5.4914 | 4.6338 | 3.513 | 2.8458 | 2.3404 | 0.45665 | -1.9551 | -3.524 | -4.5075 |  | 14.7018 | 13.2842 | 11.9606 | 11.6062 | 10.0045 | 8.897 | 8.0946 | 7.2392 | 6.2845 | 5.3962 | 4.7358 | 2.3358 | -0.84971 | -2.7994 | -3.801 |  | 9.2018 | 7.7842 | 6.4606 | 6.1062 | 4.5045 | 3.397 | 2.5946 | 1.7392 | 0.78445 | -0.10378 | -0.7642 | -3.1642 | -6.3497 | -8.2994 | -9.301 |  | 14.7018 | 10.7649 | 9.102 | 8.8429 | 7.2092 | 6.09 | 5.5715 | 4.5121 | 3.6766 | 2.7972 | 2.1239 | -1.9438 | -11.0145 | -17.7142 | -21.9138 |  | 9.2018 | 5.2649 | 3.602 | 3.3429 | 1.7092 | 0.58997 | 0.071512 | -0.98792 | -1.8234 | -2.7028 | -3.3761 | -7.4438 | -16.5145 | -23.2142 | -27.4138 |  | 14.7018 | 10.3726 | 8.7157 | 8.517 | 6.9205 | 5.8616 | 5.3888 | 4.1075 | 1.9443 | -0.19087 | -2.0732 | -8.1637 | -16.6617 | -21.3877 | -21.0278 |  | 9.2018 | 4.8726 | 3.2157 | 3.017 | 1.4205 | 0.36159 | -0.11115 | -1.3925 | -3.5557 | -5.6909 | -7.5732 | -13.6637 | -22.1617 | -26.8877 | -26.5278 |  | 360621 | 397766 | GOLBORNE | BOLD
| Gowhole | 7.8522 | 7.2732 | 6.6823 | 6.1415 | 5.5743 | 4.8888 | 4.2543 | 3.679 | 3.0844 | 2.5006 | 2.02 | -0.70843 | -7.8634 | -13.1184 | -16.708 |  | 12.4892 | 11.9102 | 11.3193 | 10.7785 | 10.2113 | 9.5258 | 8.8913 | 8.316 | 7.7214 | 7.1376 | 6.657 | 3.9286 | -3.2264 | -8.4814 | -12.071 |  | 7.8522 | 7.3038 | 7.0985 | 6.8941 | 6.647 | 6.3181 | 5.9183 | 5.3304 | 4.6431 | 4.2496 | 3.8874 | 2.8621 | 1.4593 | 0.65281 | 0.23678 |  | 12.4892 | 11.9408 | 11.7355 | 11.5311 | 11.284 | 10.9551 | 10.5553 | 9.9674 | 9.2801 | 8.8866 | 8.5244 | 7.4991 | 6.0963 | 5.2898 | 4.8738 |  | 7.8522 | 7.4 | 6.876 | 6.4391 | 6.0218 | 5.5618 | 5.1847 | 4.813 | 4.3002 | 3.7264 | 3.2002 | 1.6862 | -0.17378 | -1.0559 | -1.1267 |  | 12.4892 | 12.037 | 11.513 | 11.0761 | 10.6588 | 10.1988 | 9.8217 | 9.45 | 8.9372 | 8.3634 | 7.8372 | 6.3232 | 4.4632 | 3.5811 | 3.5103 |  | 7.8522 | 7.3058 | 6.7694 | 6.2784 | 5.7679 | 5.1917 | 4.7172 | 4.3133 | 3.7866 | 3.225 | 2.8068 | 0.11628 | -6.2881 | -11.1405 | -14.4084 |  | 12.4892 | 11.9428 | 11.4064 | 10.9154 | 10.4049 | 9.8287 | 9.3542 | 8.9503 | 8.4236 | 7.862 | 7.4438 | 4.7533 | -1.6511 | -6.5035 | -9.7714 |  | 7.8522 | 7.3588 | 6.8848 | 6.4198 | 5.9382 | 5.4703 | 5.0889 | 4.5602 | 3.1204 | 1.4669 | -0.12097 | -4.6339 | -10.6727 | -13.9313 | -12.8577 |  | 12.4892 | 11.9958 | 11.5218 | 11.0568 | 10.5752 | 10.1073 | 9.7259 | 9.1972 | 7.7574 | 6.1039 | 4.516 | 0.0030659 | -6.0357 | -9.2943 | -8.2207 |  | 401104 | 383846 | NEW MILLS | STALYBRIDGE
| Grane Rd & Prinny Hill | 7.2149 | 6.4941 | 6.2473 | 6.0364 | 5.8395 | 5.6374 | 5.4341 | 5.2417 | 5.0572 | 4.8468 | 4.6449 | 3.7122 | 0.78146 | -1.677 | -3.9111 |  | 12.3149 | 11.5941 | 11.3473 | 11.1364 | 10.9395 | 10.7374 | 10.5341 | 10.3417 | 10.1572 | 9.9468 | 9.7449 | 8.8122 | 5.8815 | 3.423 | 1.1889 |  | 7.2149 | 6.7938 | 6.686 | 6.5394 | 6.3843 | 6.2223 | 6.0009 | 5.7148 | 5.3989 | 5.2128 | 5.0351 | 4.531 | 3.8678 | 3.4032 | 3.0603 |  | 12.3149 | 11.8938 | 11.786 | 11.6394 | 11.4843 | 11.3223 | 11.1009 | 10.8148 | 10.4989 | 10.3128 | 10.1351 | 9.631 | 8.9678 | 8.5032 | 8.1603 |  | 7.2149 | 6.803 | 6.619 | 6.4173 | 6.2218 | 6.0403 | 5.862 | 5.6931 | 5.5135 | 5.306 | 5.1066 | 4.5383 | 3.8099 | 3.1824 | 2.3903 |  | 12.3149 | 11.903 | 11.719 | 11.5173 | 11.3218 | 11.1403 | 10.962 | 10.7931 | 10.6135 | 10.406 | 10.2066 | 9.6383 | 8.9099 | 8.2824 | 7.4903 |  | 7.2149 | 6.3633 | 6.1127 | 5.9141 | 5.7119 | 5.5181 | 5.3369 | 5.1814 | 5.0051 | 4.7637 | 4.4613 | 2.6934 | -1.2312 | -4.076 | -5.6956 |  | 12.3149 | 11.4633 | 11.2127 | 11.0141 | 10.8119 | 10.6181 | 10.4369 | 10.2814 | 10.1051 | 9.8637 | 9.5613 | 7.7934 | 3.8688 | 1.024 | -0.59557 |  | 7.2149 | 6.3172 | 6.0792 | 5.8918 | 5.6856 | 5.4903 | 5.2959 | 5.0637 | 4.3752 | 3.5534 | 2.719 | 0.17336 | -3.5315 | -5.4828 | -5.5413 |  | 12.3149 | 11.4172 | 11.1792 | 10.9918 | 10.7856 | 10.5903 | 10.3959 | 10.1637 | 9.4752 | 8.6534 | 7.819 | 5.2734 | 1.5685 | -0.38276 | -0.4413 |  | 378312 | 422726 | ROSSENDALE | PADIHAM
| Grange | 5.8216 | 5.0911 | 4.6974 | 4.4557 | 3.9959 | 3.5249 | 3.2639 | 2.8276 | 2.4443 | 2.1035 | 1.8881 | 0.48022 | -2.8991 | -5.2623 | -7.151 |  | 11.8216 | 11.0911 | 10.6974 | 10.4557 | 9.9959 | 9.5249 | 9.2639 | 8.8276 | 8.4443 | 8.1035 | 7.8881 | 6.4802 | 3.1009 | 0.73772 | -1.151 |  | 5.8216 | 5.2535 | 5.0924 | 5.0316 | 4.7737 | 4.5416 | 4.4247 | 4.0743 | 3.7163 | 3.5339 | 3.3945 | 2.9445 | 2.0416 | 1.333 | 0.87724 |  | 11.8216 | 11.2535 | 11.0924 | 11.0316 | 10.7737 | 10.5416 | 10.4247 | 10.0743 | 9.7163 | 9.5339 | 9.3945 | 8.9445 | 8.0416 | 7.333 | 6.8772 |  | 5.8216 | 5.2615 | 4.9512 | 4.8035 | 4.487 | 4.2154 | 4.1603 | 3.9047 | 3.5807 | 3.2387 | 2.973 | 2.0739 | 0.98413 | 0.33475 | 0.29425 |  | 11.8216 | 11.2615 | 10.9512 | 10.8035 | 10.487 | 10.2154 | 10.1603 | 9.9047 | 9.5807 | 9.2387 | 8.973 | 8.0739 | 6.9841 | 6.3347 | 6.2942 |  | 5.8216 | 5.0465 | 4.6613 | 4.4353 | 3.9978 | 3.5681 | 3.3632 | 2.9976 | 2.6753 | 2.3807 | 2.2124 | 0.90959 | -2.3027 | -4.5321 | -6.3161 |  | 11.8216 | 11.0465 | 10.6613 | 10.4353 | 9.9978 | 9.5681 | 9.3632 | 8.9976 | 8.6753 | 8.3807 | 8.2124 | 6.9096 | 3.6973 | 1.4679 | -0.31608 |  | 5.8216 | 5.051 | 4.6833 | 4.4691 | 4.0636 | 3.7005 | 3.5704 | 3.2581 | 2.5388 | 1.7678 | 1.0827 | -1.1025 | -3.8612 | -5.4287 | -5.2258 |  | 11.8216 | 11.051 | 10.6833 | 10.4691 | 10.0636 | 9.7005 | 9.5704 | 9.2581 | 8.5388 | 7.7678 | 7.0827 | 4.8975 | 2.1388 | 0.57131 | 0.77419 |  | 340240 | 478314 | ULVERSTON | HARKER
| Great Harwood | 12.2087 | 10.1896 | 9.6011 | 9.3258 | 9.0976 | 8.8757 | 8.6537 | 8.4497 | 8.2535 | 8.0572 | 7.8767 | 6.6472 | 3.0805 | 0.25141 | -1.5803 |  | 20.3287 | 18.3096 | 17.7211 | 17.4458 | 17.2176 | 16.9957 | 16.7737 | 16.5697 | 16.3735 | 16.1772 | 15.9967 | 14.7672 | 11.2005 | 8.3714 | 6.5397 |  | 12.2087 | 11.934 | 11.8968 | 11.8042 | 11.7466 | 11.7081 | 11.5891 | 11.2894 | 10.8109 | 10.6803 | 10.5572 | 10.2393 | 9.8991 | 9.816 | 9.8543 |  | 20.3287 | 20.054 | 20.0168 | 19.9242 | 19.8666 | 19.8281 | 19.7091 | 19.4094 | 18.9309 | 18.8003 | 18.6772 | 18.3593 | 18.0191 | 17.936 | 17.9743 |  | 12.2087 | 11.7483 | 11.4714 | 11.222 | 11.0269 | 10.8569 | 10.6973 | 10.5415 | 10.3707 | 10.186 | 10.0069 | 9.5006 | 8.8527 | 8.5708 | 8.5146 |  | 20.3287 | 19.8683 | 19.5914 | 19.342 | 19.1469 | 18.9769 | 18.8173 | 18.6615 | 18.4907 | 18.306 | 18.1269 | 17.6206 | 16.9727 | 16.6908 | 16.6346 |  | 12.2087 | 9.4245 | 8.7182 | 8.4701 | 8.2714 | 8.0942 | 7.9416 | 7.8197 | 7.6885 | 7.5247 | 7.3777 | 6.2285 | 2.8323 | 0.16665 | -1.4661 |  | 20.3287 | 17.5445 | 16.8382 | 16.5901 | 16.3914 | 16.2142 | 16.0616 | 15.9397 | 15.8085 | 15.6447 | 15.4977 | 14.3485 | 10.9523 | 8.2866 | 6.6539 |  | 12.2087 | 9.0382 | 8.2652 | 8.0213 | 7.8272 | 7.6606 | 7.5167 | 7.2904 | 6.5212 | 5.7043 | 4.9069 | 2.6812 | -0.46136 | -2.2284 | -1.6386 |  | 20.3287 | 17.1582 | 16.3852 | 16.1413 | 15.9472 | 15.7806 | 15.6367 | 15.4104 | 14.6412 | 13.8243 | 13.0269 | 10.8012 | 7.6586 | 5.8916 | 6.4814 |  | 373765 | 431955 | HUNCOAT | PADIHAM
| Green Lane (Altrincham) | 7.7837 | 6.3979 | 6.0915 | 5.9132 | 5.4402 | 5.0555 | 4.7396 | 4.096 | 3.815 | 3.4917 | 3.2963 | 1.0663 | -5.6592 | -11.1576 | -15.1998 |  | 12.4207 | 11.0349 | 10.7285 | 10.5502 | 10.0772 | 9.6925 | 9.3766 | 8.733 | 8.452 | 8.1287 | 7.9333 | 5.7033 | -1.0222 | -6.5206 | -10.5628 |  | 7.7837 | 6.8323 | 6.8859 | 6.9112 | 6.6313 | 6.4551 | 6.2252 | 5.5022 | 5.0734 | 4.8356 | 4.6909 | 4.0282 | 3.1231 | 2.6943 | 2.4137 |  | 12.4207 | 11.4693 | 11.5229 | 11.5482 | 11.2683 | 11.0921 | 10.8622 | 10.1392 | 9.7104 | 9.4726 | 9.3279 | 8.6652 | 7.7601 | 7.3313 | 7.0507 |  | 7.7837 | 6.7835 | 6.5495 | 6.4165 | 6.0312 | 5.7851 | 5.6265 | 5.1207 | 4.906 | 4.6117 | 4.3852 | 3.3517 | 2.1415 | 1.5747 | 1.4187 |  | 12.4207 | 11.4205 | 11.1865 | 11.0535 | 10.6682 | 10.4221 | 10.2635 | 9.7577 | 9.543 | 9.2487 | 9.0222 | 7.9887 | 6.7785 | 6.2117 | 6.0557 |  | 7.7837 | 6.2068 | 5.9317 | 5.7939 | 5.375 | 5.0947 | 4.9266 | 4.4672 | 4.3362 | 4.0288 | 3.7074 | 1.5548 | -4.3639 | -9.4977 | -13.2839 |  | 12.4207 | 10.8438 | 10.5687 | 10.4309 | 10.012 | 9.7317 | 9.5636 | 9.1042 | 8.9732 | 8.6658 | 8.3444 | 6.1918 | 0.27314 | -4.8607 | -8.6469 |  | 7.7837 | 6.1546 | 5.9374 | 5.8416 | 5.473 | 5.263 | 5.1595 | 4.5581 | 3.2822 | 1.868 | 0.57796 | -3.4829 | -9.3845 | -12.9375 | -12.2939 |  | 12.4207 | 10.7916 | 10.5744 | 10.4786 | 10.11 | 9.9 | 9.7965 | 9.1951 | 7.9192 | 6.505 | 5.215 | 1.1541 | -4.7475 | -8.3005 | -7.6569 |  | 378744 | 387772 | ALTRINCHAM | CARRINGTON
| Green Lane (Hazel Grove) | 6.6724 | 5.2651 | 4.603 | 4.4445 | 3.9789 | 3.3622 | 3.1116 | 2.6501 | 2.193 | 1.7895 | 1.4459 | -1.082 | -8.2645 | -14.2909 | -18.291 |  | 11.3094 | 9.9021 | 9.24 | 9.0815 | 8.6159 | 7.9992 | 7.7486 | 7.2871 | 6.83 | 6.4265 | 6.0829 | 3.555 | -3.6275 | -9.6539 | -13.654 |  | 6.6724 | 5.4269 | 5.0248 | 5.0252 | 4.7002 | 4.3118 | 4.0657 | 3.5119 | 2.895 | 2.5919 | 2.3173 | 1.3766 | 0.16444 | -0.73834 | -1.1402 |  | 11.3094 | 10.0639 | 9.6618 | 9.6622 | 9.3372 | 8.9488 | 8.7027 | 8.1489 | 7.532 | 7.2289 | 6.9543 | 6.0136 | 4.8014 | 3.8987 | 3.4968 |  | 6.6724 | 5.5046 | 4.9154 | 4.8044 | 4.423 | 3.949 | 3.852 | 3.5123 | 3.1249 | 2.7491 | 2.4028 | 1.3239 | -0.018269 | -0.95856 | -1.2006 |  | 11.3094 | 10.1416 | 9.5524 | 9.4414 | 9.06 | 8.586 | 8.489 | 8.1493 | 7.7619 | 7.3861 | 7.0398 | 5.9609 | 4.6187 | 3.6784 | 3.4364 |  | 6.6724 | 5.2034 | 4.5776 | 4.4555 | 4.0386 | 3.5216 | 3.4013 | 3.103 | 2.7797 | 2.4652 | 2.2169 | -0.12079 | -6.9854 | -12.7299 | -16.4699 |  | 11.3094 | 9.8404 | 9.2146 | 9.0925 | 8.6756 | 8.1586 | 8.0383 | 7.74 | 7.4167 | 7.1022 | 6.8539 | 4.5162 | -2.3484 | -8.0929 | -11.8329 |  | 6.6724 | 5.2351 | 4.6935 | 4.6323 | 4.2838 | 3.8395 | 3.7909 | 3.3452 | 1.8414 | 0.29968 | -1.1978 | -5.6706 | -12.0373 | -16.0701 | -15.2522 |  | 11.3094 | 9.8721 | 9.3305 | 9.2693 | 8.9208 | 8.4765 | 8.4279 | 7.9822 | 6.4784 | 4.9367 | 3.4392 | -1.0336 | -7.4003 | -11.4331 | -10.6152 |  | 391570 | 387132 | HAZEL GROVE | BREDBURY
| Green St T11 | 3.8044 | 3.1502 | 2.8854 | 2.5981 | 2.3495 | 2.1336 | 1.9125 | 1.6967 | 1.4857 | 1.2908 | 1.1214 | 0.41621 | -1.3411 | -2.6521 | -3.5524 |  | 8.5544 | 7.9002 | 7.6354 | 7.3481 | 7.0995 | 6.8836 | 6.6625 | 6.4467 | 6.2357 | 6.0408 | 5.8714 | 5.1662 | 3.4089 | 2.0979 | 1.1976 |  | 3.8044 | 3.6582 | 3.716 | 3.6651 | 3.6662 | 3.7187 | 3.688 | 3.5676 | 3.3987 | 3.3004 | 3.1933 | 2.8927 | 2.5274 | 2.3643 | 2.2986 |  | 8.5544 | 8.4082 | 8.466 | 8.4151 | 8.4162 | 8.4687 | 8.438 | 8.3176 | 8.1487 | 8.0504 | 7.9433 | 7.6427 | 7.2774 | 7.1143 | 7.0486 |  | 3.8044 | 3.6131 | 3.416 | 3.1412 | 2.9087 | 2.7156 | 2.5213 | 2.326 | 2.1247 | 1.9322 | 1.7592 | 1.2879 | 0.665 | 0.33874 | 0.2174 |  | 8.5544 | 8.3631 | 8.166 | 7.8912 | 7.6587 | 7.4656 | 7.2713 | 7.076 | 6.8747 | 6.6822 | 6.5092 | 6.0379 | 5.415 | 5.0887 | 4.9674 |  | 3.8044 | 2.918 | 2.6422 | 2.3661 | 2.1237 | 1.9215 | 1.7199 | 1.5314 | 1.3321 | 1.1439 | 0.98649 | 0.29262 | -1.3225 | -2.4527 | -3.1666 |  | 8.5544 | 7.668 | 7.3922 | 7.1161 | 6.8737 | 6.6715 | 6.4699 | 6.2814 | 6.0821 | 5.8939 | 5.7365 | 5.0426 | 3.4275 | 2.2973 | 1.5834 |  | 3.8044 | 2.8067 | 2.5299 | 2.2693 | 2.0429 | 1.8585 | 1.6739 | 1.4762 | 1.0789 | 0.67664 | 0.28842 | -0.89045 | -2.417 | -3.2314 | -3.0642 |  | 8.5544 | 7.5567 | 7.2799 | 7.0193 | 6.7929 | 6.6085 | 6.4239 | 6.2262 | 5.8289 | 5.4266 | 5.0384 | 3.8596 | 2.333 | 1.5186 | 1.6858 |  | 358235 | 404898 | WIGAN | KIRKBY
| Green St T12 & T13 | 4.9854 | 3.5037 | 3.0978 | 2.6791 | 2.2856 | 1.8667 | 1.4367 | 1.02 | 0.59023 | 0.2288 | -0.10459 | -2.2605 | -8.9203 | -14.3702 | -18.3666 |  | 10.5254 | 9.0437 | 8.6378 | 8.2191 | 7.8256 | 7.4067 | 6.9767 | 6.56 | 6.1302 | 5.7688 | 5.4354 | 3.2795 | -3.3803 | -8.8302 | -12.8266 |  | 4.9854 | 4.2112 | 4.0805 | 3.8376 | 3.5876 | 3.3486 | 3.0016 | 2.5516 | 1.7348 | 1.6062 | 1.4499 | 0.68485 | -0.36826 | -1.0543 | -1.542 |  | 10.5254 | 9.7512 | 9.6205 | 9.3776 | 9.1276 | 8.8886 | 8.5416 | 8.0916 | 7.2748 | 7.1462 | 6.9899 | 6.2249 | 5.1717 | 4.4857 | 3.998 |  | 4.9854 | 4.2285 | 3.9423 | 3.5703 | 3.2427 | 2.9121 | 2.5978 | 2.2647 | 1.877 | 1.529 | 1.1889 | 0.31244 | -0.84298 | -1.644 | -2.0453 |  | 10.5254 | 9.7685 | 9.4823 | 9.1103 | 8.7827 | 8.4521 | 8.1378 | 7.8047 | 7.417 | 7.069 | 6.7289 | 5.8524 | 4.697 | 3.896 | 3.4947 |  | 4.9854 | 3.1786 | 2.7501 | 2.3361 | 1.9431 | 1.5186 | 1.1088 | 0.71548 | 0.27021 | -0.10947 | -0.4478 | -2.3401 | -8.7204 | -14.0204 | -17.6739 |  | 10.5254 | 8.7186 | 8.2901 | 7.8761 | 7.4831 | 7.0586 | 6.6488 | 6.2555 | 5.8102 | 5.4305 | 5.0922 | 3.1999 | -3.1804 | -8.4804 | -12.1339 |  | 4.9854 | 3.0666 | 2.6849 | 2.3172 | 1.9637 | 1.6032 | 1.2346 | 0.77244 | -0.47324 | -1.7935 | -3.2207 | -7.3855 | -13.5354 | -17.2161 | -16.6642 |  | 10.5254 | 8.6066 | 8.2249 | 7.8572 | 7.5037 | 7.1432 | 6.7746 | 6.3124 | 5.0668 | 3.7465 | 2.3193 | -1.8455 | -7.9954 | -11.6761 | -11.1242 |  | 358225 | 404888 | WIGAN | KIRKBY
| Greenfield | 13.4472 | 12.8302 | 12.4393 | 12.2762 | 11.8667 | 11.4968 | 11.1369 | 10.739 | 10.3797 | 9.9579 | 9.5897 | 7.8966 | 3.8295 | 0.44244 | -1.9072 |  | 17.9472 | 17.3302 | 16.9393 | 16.7762 | 16.3667 | 15.9968 | 15.6369 | 15.239 | 14.8797 | 14.4579 | 14.0897 | 12.3966 | 8.3295 | 4.9424 | 2.5928 |  | 13.4472 | 12.8719 | 12.6857 | 12.6576 | 12.364 | 12.1298 | 11.8809 | 11.3985 | 10.9671 | 10.6317 | 10.3328 | 9.5317 | 8.5376 | 8.0028 | 7.742 |  | 17.9472 | 17.3719 | 17.1857 | 17.1576 | 16.864 | 16.6298 | 16.3809 | 15.8985 | 15.4671 | 15.1317 | 14.8328 | 14.0317 | 13.0376 | 12.5028 | 12.242 |  | 13.4472 | 12.9196 | 12.566 | 12.4355 | 12.0772 | 11.7553 | 11.4755 | 11.1399 | 10.788 | 10.3757 | 10.0015 | 9.0094 | 7.8236 | 7.2163 | 6.9917 |  | 17.9472 | 17.4196 | 17.066 | 16.9355 | 16.5772 | 16.2553 | 15.9755 | 15.6399 | 15.288 | 14.8757 | 14.5015 | 13.5094 | 12.3236 | 11.7163 | 11.4917 |  | 13.4472 | 12.8313 | 12.4773 | 12.3435 | 11.9749 | 11.6323 | 11.3424 | 11.03 | 10.6997 | 10.3027 | 9.9702 | 8.352 | 4.5659 | 1.7655 | -0.25103 |  | 17.9472 | 17.3313 | 16.9773 | 16.8435 | 16.4749 | 16.1323 | 15.8424 | 15.53 | 15.1997 | 14.8027 | 14.4702 | 12.852 | 9.0659 | 6.2655 | 4.249 |  | 13.4472 | 12.8614 | 12.555 | 12.4598 | 12.1293 | 11.8188 | 11.5603 | 11.1777 | 10.2833 | 9.2925 | 8.3537 | 5.7206 | 2.2071 | 0.038142 | 0.48593 |  | 17.9472 | 17.3614 | 17.055 | 16.9598 | 16.6293 | 16.3188 | 16.0603 | 15.6777 | 14.7833 | 13.7925 | 12.8537 | 10.2206 | 6.7071 | 4.5381 | 4.9859 |  | 399322 | 404583 | HARTSHEAD-HEYROD | STALYBRIDGE
| Greenhill | 17.943 | 16.1168 | 15.8841 | 15.0089 | 14.2737 | 13.8947 | 13.2955 | 12.5716 | 11.9835 | 11.5926 | 11.1249 | 8.7875 | 3.1383 | -1.9266 | -5.8911 |  | 31.943 | 30.1168 | 29.8841 | 29.0089 | 28.2737 | 27.8947 | 27.2955 | 26.5716 | 25.9835 | 25.5926 | 25.1249 | 22.7875 | 17.1383 | 12.0734 | 8.1089 |  | 17.943 | 17.2642 | 17.8087 | 17.5209 | 17.3949 | 17.6549 | 17.5129 | 17.0266 | 16.4998 | 16.374 | 16.1623 | 15.5165 | 14.8149 | 14.419 | 14.1096 |  | 31.943 | 31.2642 | 31.8087 | 31.5209 | 31.3949 | 31.6549 | 31.5129 | 31.0266 | 30.4998 | 30.374 | 30.1623 | 29.5165 | 28.8149 | 28.419 | 28.1096 |  | 17.943 | 17.0893 | 16.9977 | 16.1669 | 15.4863 | 15.178 | 14.6714 | 14.024 | 13.4637 | 13.0737 | 12.5971 | 11.2437 | 9.6564 | 8.6733 | 8.2228 |  | 31.943 | 31.0893 | 30.9977 | 30.1669 | 29.4863 | 29.178 | 28.6714 | 28.024 | 27.4637 | 27.0737 | 26.5971 | 25.2437 | 23.6564 | 22.6733 | 22.2228 |  | 17.943 | 15.5512 | 15.3014 | 14.4593 | 13.7474 | 13.4108 | 12.8617 | 12.2021 | 11.6388 | 11.2656 | 10.8231 | 8.5854 | 3.2771 | -2.0748 | -5.612 |  | 31.943 | 29.5512 | 29.3014 | 28.4593 | 27.7474 | 27.4108 | 26.8617 | 26.2021 | 25.6388 | 25.2656 | 24.8231 | 22.5854 | 17.2771 | 11.9252 | 8.388 |  | 17.943 | 15.2933 | 15.0612 | 14.2624 | 13.5951 | 13.3167 | 12.8202 | 12.0748 | 10.6949 | 9.4547 | 8.1329 | 4.3615 | -0.77341 | -4.5665 | -5.0204 |  | 31.943 | 29.2933 | 29.0612 | 28.2624 | 27.5951 | 27.3167 | 26.8202 | 26.0748 | 24.6949 | 23.4547 | 22.1329 | 18.3615 | 13.2266 | 9.4335 | 8.9796 |  | 393262 | 404755 | GREENHILL | WHITEGATE
| Griffin | 9.2871 | 8.1646 | 7.3689 | 7.2426 | 6.6522 | 6.2131 | 5.8582 | 5.3421 | 4.8544 | 4.4126 | 4.1618 | 1.7975 | -4.8295 | -10.2725 | -13.77 |  | 13.9271 | 12.8046 | 12.0089 | 11.8826 | 11.2922 | 10.8531 | 10.4982 | 9.9821 | 9.4944 | 9.0526 | 8.8018 | 6.4375 | -0.18947 | -5.6325 | -9.13 |  | 9.2871 | 8.4322 | 7.9886 | 8.0781 | 7.7033 | 7.49 | 7.2536 | 6.6846 | 6.0899 | 5.7829 | 5.6183 | 4.8754 | 3.8961 | 3.1178 | 2.8252 |  | 13.9271 | 13.0722 | 12.6286 | 12.7181 | 12.3433 | 12.13 | 11.8936 | 11.3246 | 10.7299 | 10.4229 | 10.2583 | 9.5154 | 8.5361 | 7.7578 | 7.4652 |  | 9.2871 | 8.4899 | 7.8029 | 7.7381 | 7.256 | 6.972 | 6.7928 | 6.422 | 5.993 | 5.562 | 5.2796 | 4.2269 | 2.9111 | 2.0469 | 1.897 |  | 13.9271 | 13.1299 | 12.4429 | 12.3781 | 11.896 | 11.612 | 11.4328 | 11.062 | 10.633 | 10.202 | 9.9196 | 8.8669 | 7.5511 | 6.6869 | 6.537 |  | 9.2871 | 8.0715 | 7.2952 | 7.2035 | 6.6546 | 6.291 | 6.0458 | 5.6664 | 5.2875 | 4.9139 | 4.7315 | 2.4182 | -3.8884 | -9.0933 | -12.3098 |  | 13.9271 | 12.7115 | 11.9352 | 11.8435 | 11.2946 | 10.931 | 10.6858 | 10.3064 | 9.9275 | 9.5539 | 9.3715 | 7.0582 | 0.75162 | -4.4533 | -7.6698 |  | 9.2871 | 8.0756 | 7.3587 | 7.3188 | 6.8307 | 6.5469 | 6.3779 | 5.8897 | 4.4243 | 2.8943 | 1.5479 | -2.6512 | -8.4506 | -12.0093 | -11.0479 |  | 13.9271 | 12.7156 | 11.9987 | 11.9588 | 11.4707 | 11.1869 | 11.0179 | 10.5297 | 9.0643 | 7.5343 | 6.1879 | 1.9888 | -3.8106 | -7.3693 | -6.4079 |  | 367171 | 427130 | LOWER DARWEN | ROCHDALE
| Hadfield | 13.4023 | 12.9801 | 12.6467 | 12.3541 | 12.0443 | 11.6566 | 11.3239 | 11.0051 | 10.6025 | 10.3217 | 10.0388 | 8.182 | 3.2377 | -0.89432 | -3.8295 |  | 18.0393 | 17.6171 | 17.2837 | 16.9911 | 16.6813 | 16.2936 | 15.9609 | 15.6421 | 15.2395 | 14.9587 | 14.6758 | 12.819 | 7.8747 | 3.7427 | 0.80746 |  | 13.4023 | 13.1555 | 13.171 | 13.1689 | 13.1573 | 12.9153 | 12.5431 | 12.0376 | 11.2812 | 11.0061 | 10.746 | 10.0812 | 9.4327 | 9.2171 | 9.269 |  | 18.0393 | 17.7925 | 17.808 | 17.8059 | 17.7943 | 17.5523 | 17.1801 | 16.6746 | 15.9182 | 15.6431 | 15.383 | 14.7182 | 14.0697 | 13.8541 | 13.906 |  | 13.4023 | 13.1335 | 12.842 | 12.586 | 12.3243 | 12.0126 | 11.7676 | 11.5158 | 11.155 | 10.8905 | 10.6091 | 9.7787 | 8.7061 | 8.2202 | 8.1525 |  | 18.0393 | 17.7705 | 17.479 | 17.223 | 16.9613 | 16.6496 | 16.4046 | 16.1528 | 15.792 | 15.5275 | 15.2461 | 14.4157 | 13.3431 | 12.8572 | 12.7895 |  | 13.4023 | 12.9081 | 12.5837 | 12.2969 | 11.9846 | 11.6072 | 11.2966 | 11.013 | 10.6149 | 10.328 | 10.0465 | 8.5544 | 4.1234 | 0.21035 | -2.4553 |  | 18.0393 | 17.5451 | 17.2207 | 16.9339 | 16.6216 | 16.2442 | 15.9336 | 15.65 | 15.2519 | 14.965 | 14.6835 | 13.1914 | 8.7604 | 4.8474 | 2.1817 |  | 13.4023 | 12.8834 | 12.5764 | 12.3024 | 12.0046 | 11.651 | 11.3622 | 10.9997 | 9.9131 | 8.9131 | 7.9074 | 4.759 | 0.048996 | -2.656 | -2.1066 |  | 18.0393 | 17.5204 | 17.2134 | 16.9394 | 16.6416 | 16.288 | 15.9992 | 15.6367 | 14.5501 | 13.5501 | 12.5444 | 9.396 | 4.686 | 1.981 | 2.5304 |  | 401790 | 395876 | HYDE | STALYBRIDGE
| Hall Cross | 4.0194 | 0.59586 | -0.68196 | -1.3203 | -2.097 | -2.799 | -3.4875 | -4.1712 | -4.8209 | -5.4144 | -5.9913 | -8.441 | -14.122 | -18.2859 | -21.5194 |  | 8.6564 | 5.2329 | 3.955 | 3.3167 | 2.54 | 1.838 | 1.1495 | 0.46578 | -0.18392 | -0.77741 | -1.3543 | -3.804 | -9.485 | -13.6489 | -16.8824 |  | 4.0194 | 2.9776 | 2.7043 | 2.4681 | 2.1169 | 1.8735 | 1.4694 | 0.82427 | 0.12596 | -0.3138 | -0.76384 | -1.9606 | -3.545 | -4.3854 | -4.9339 |  | 8.6564 | 7.6146 | 7.3413 | 7.1051 | 6.7539 | 6.5105 | 6.1064 | 5.4613 | 4.763 | 4.3232 | 3.8732 | 2.6764 | 1.092 | 0.25165 | -0.29692 |  | 4.0194 | 2.7435 | 1.9403 | 1.3417 | 0.65815 | 0.09185 | -0.4391 | -0.99252 | -1.6026 | -2.2111 | -2.8294 | -4.4698 | -6.5371 | -7.6016 | -8.0702 |  | 8.6564 | 7.3805 | 6.5773 | 5.9787 | 5.2952 | 4.7288 | 4.1979 | 3.6445 | 3.0344 | 2.4259 | 1.8076 | 0.16716 | -1.9001 | -2.9646 | -3.4332 |  | 4.0194 | -0.43056 | -1.8471 | -2.4164 | -3.1232 | -3.7074 | -4.2224 | -4.701 | -5.1837 | -5.6713 | -6.1361 | -8.3188 | -13.5396 | -17.2825 | -20.0813 |  | 8.6564 | 4.2064 | 2.7899 | 2.2206 | 1.5138 | 0.92961 | 0.41456 | -0.06402 | -0.54671 | -1.0343 | -1.4991 | -3.6818 | -8.9026 | -12.6455 | -15.4443 |  | 4.0194 | -0.93192 | -2.4183 | -2.9482 | -3.6096 | -4.1205 | -4.5574 | -5.0611 | -6.2162 | -7.4441 | -8.6895 | -12.1943 | -16.9361 | -19.5832 | -19.4144 |  | 8.6564 | 3.7051 | 2.2187 | 1.6888 | 1.0274 | 0.51651 | 0.079576 | -0.42415 | -1.5792 | -2.8071 | -4.0525 | -7.5573 | -12.2991 | -14.9462 | -14.7774 |  | 342288 | 430650 | PEEL | PENWORTHAM
| Handforth | 11.0607 | 8.8657 | 8.3229 | 7.8482 | 7.3908 | 6.8882 | 6.464 | 6.1458 | 5.7574 | 5.3579 | 5.0152 | 3.3795 | -0.61624 | -3.6988 | -6.0459 |  | 15.6977 | 13.5027 | 12.9599 | 12.4852 | 12.0278 | 11.5252 | 11.101 | 10.7828 | 10.3944 | 9.9949 | 9.6522 | 8.0165 | 4.0208 | 0.93817 | -1.4089 |  | 11.0607 | 10.3767 | 10.3318 | 10.1015 | 9.8799 | 9.6441 | 9.3646 | 9.024 | 8.5734 | 8.2702 | 8.0003 | 7.2242 | 6.2089 | 5.613 | 5.2072 |  | 15.6977 | 15.0137 | 14.9688 | 14.7385 | 14.5169 | 14.2811 | 14.0016 | 13.661 | 13.2104 | 12.9072 | 12.6373 | 11.8612 | 10.8459 | 10.25 | 9.8442 |  | 11.0607 | 10.2441 | 9.896 | 9.4539 | 9.0528 | 8.6463 | 8.3239 | 8.0762 | 7.7319 | 7.3529 | 7.0094 | 6.0318 | 4.7773 | 4.0503 | 3.668 |  | 15.6977 | 14.8811 | 14.533 | 14.0909 | 13.6898 | 13.2833 | 12.9609 | 12.7132 | 12.3689 | 11.9899 | 11.6464 | 10.6688 | 9.4143 | 8.6873 | 8.305 |  | 11.0607 | 8.196 | 7.6181 | 7.1776 | 6.7602 | 6.3247 | 6.0038 | 5.811 | 5.5188 | 5.1766 | 4.8949 | 3.3845 | -0.37781 | -3.2259 | -5.2931 |  | 15.6977 | 12.833 | 12.2551 | 11.8146 | 11.3972 | 10.9617 | 10.6408 | 10.448 | 10.1558 | 9.8136 | 9.5319 | 8.0215 | 4.2592 | 1.4111 | -0.65612 |  | 11.0607 | 7.8753 | 7.2895 | 6.8735 | 6.4816 | 6.0846 | 5.7995 | 5.5591 | 4.7354 | 3.8231 | 2.953 | 0.41567 | -3.0947 | -5.1193 | -4.9742 |  | 15.6977 | 12.5123 | 11.9265 | 11.5105 | 11.1186 | 10.7216 | 10.4365 | 10.1961 | 9.3724 | 8.4601 | 7.59 | 5.0527 | 1.5423 | -0.48232 | -0.33717 |  | 385958 | 383397 | MOSS NOOK | SOUTH MANCHESTER
| Hanging Bridge | 2.7998 | 2.1599 | 1.8086 | 1.5621 | 1.243 | 0.90789 | 0.53614 | 0.22967 | -0.11959 | -0.40314 | -0.65306 | -1.8414 | -4.5737 | -6.4508 | -8.2071 |  | 6.7998 | 6.1599 | 5.8086 | 5.5621 | 5.243 | 4.9079 | 4.5361 | 4.2297 | 3.8804 | 3.5969 | 3.3469 | 2.1586 | -0.57369 | -2.4508 | -4.2071 |  | 2.7998 | 2.4307 | 2.3219 | 2.2325 | 2.0819 | 1.9429 | 1.7392 | 1.4997 | 1.2032 | 1.0299 | 0.85728 | 0.27122 | -0.68387 | -1.394 | -1.9602 |  | 6.7998 | 6.4307 | 6.3219 | 6.2325 | 6.0819 | 5.9429 | 5.7392 | 5.4997 | 5.2032 | 5.0299 | 4.8573 | 4.2712 | 3.3161 | 2.606 | 2.0398 |  | 2.7998 | 2.4088 | 2.1493 | 1.9632 | 1.7353 | 1.5301 | 1.3114 | 1.1295 | 0.83006 | 0.54662 | 0.26646 | -0.58137 | -1.8154 | -2.5635 | -2.9254 |  | 6.7998 | 6.4088 | 6.1493 | 5.9632 | 5.7353 | 5.5301 | 5.3114 | 5.1295 | 4.8301 | 4.5466 | 4.2665 | 3.4186 | 2.1846 | 1.4365 | 1.0746 |  | 2.7998 | 2.0574 | 1.7025 | 1.4729 | 1.1697 | 0.85365 | 0.5125 | 0.24439 | -0.077974 | -0.36187 | -0.61874 | -2.0966 | -5.1068 | -7.1497 | -8.6226 |  | 6.7998 | 6.0574 | 5.7025 | 5.4729 | 5.1697 | 4.8536 | 4.5125 | 4.2444 | 3.922 | 3.6381 | 3.3813 | 1.9034 | -1.1068 | -3.1497 | -4.6226 |  | 2.7998 | 2.0126 | 1.6461 | 1.4156 | 1.1114 | 0.81535 | 0.49681 | 0.23983 | -0.35897 | -0.97233 | -1.5858 | -3.5711 | -6.2057 | -7.6984 | -7.9534 |  | 6.7998 | 6.0126 | 5.6461 | 5.4156 | 5.1114 | 4.8153 | 4.4968 | 4.2398 | 3.641 | 3.0277 | 2.4142 | 0.42891 | -2.2057 | -3.6984 | -3.9534 |  | 346186 | 417486 | WRIGHTINGTON | PENWORTHAM
| Hareholme | 9.3288 | 8.2467 | 7.7188 | 7.2334 | 6.6958 | 6.1727 | 5.6304 | 5.1529 | 4.6903 | 4.1913 | 3.7511 | 1.2246 | -5.644 | -11.0209 | -14.6984 |  | 13.9658 | 12.8837 | 12.3558 | 11.8704 | 11.3328 | 10.8097 | 10.2674 | 9.7899 | 9.3273 | 8.8283 | 8.3881 | 5.8616 | -1.007 | -6.3839 | -10.0614 |  | 9.3288 | 8.5875 | 8.4281 | 8.1727 | 7.9135 | 7.6109 | 7.1431 | 6.5159 | 5.8392 | 5.4153 | 5.0271 | 4.0206 | 2.8528 | 2.346 | 2.159 |  | 13.9658 | 13.2245 | 13.0651 | 12.8097 | 12.5505 | 12.2479 | 11.7801 | 11.1529 | 10.4762 | 10.0523 | 9.6641 | 8.6576 | 7.4898 | 6.983 | 6.796 |  | 9.3288 | 8.6373 | 8.2162 | 7.7755 | 7.3121 | 6.9041 | 6.4978 | 6.1234 | 5.7174 | 5.2424 | 4.8017 | 3.5234 | 2.0103 | 1.3526 | 1.1736 |  | 13.9658 | 13.2743 | 12.8532 | 12.4125 | 11.9491 | 11.5411 | 11.1348 | 10.7604 | 10.3544 | 9.8794 | 9.4387 | 8.1604 | 6.6473 | 5.9896 | 5.8106 |  | 9.3288 | 8.131 | 7.6292 | 7.1901 | 6.7271 | 6.3147 | 5.9395 | 5.6695 | 5.2737 | 4.7436 | 4.2838 | 1.8981 | -4.0295 | -9.0716 | -12.4444 |  | 13.9658 | 12.768 | 12.2662 | 11.8271 | 11.3641 | 10.9517 | 10.5765 | 10.3065 | 9.9107 | 9.3806 | 8.9208 | 6.5351 | 0.60753 | -4.4346 | -7.8074 |  | 9.3288 | 8.1027 | 7.641 | 7.2418 | 6.8102 | 6.4525 | 6.1285 | 5.7151 | 4.295 | 2.7208 | 1.2002 | -3.0899 | -9.0762 | -12.523 | -11.6221 |  | 13.9658 | 12.7397 | 12.278 | 11.8788 | 11.4472 | 11.0895 | 10.7655 | 10.3521 | 8.932 | 7.3578 | 5.8372 | 1.5471 | -4.4392 | -7.886 | -6.9851 |  | 382535 | 422283 | ROSSENDALE | PADIHAM
| Harpurhey | 11.5631 | 10.3457 | 9.9248 | 9.6402 | 9.2758 | 8.9675 | 8.5685 | 8.1675 | 7.8098 | 7.4866 | 7.1933 | 5.4138 | 0.58903 | -3.1945 | -5.9623 |  | 16.2031 | 14.9857 | 14.5648 | 14.2802 | 13.9158 | 13.6075 | 13.2085 | 12.8075 | 12.4498 | 12.1266 | 11.8333 | 10.0538 | 5.229 | 1.4455 | -1.3223 |  | 11.5631 | 10.6833 | 10.523 | 10.3998 | 10.1936 | 10.0668 | 9.7907 | 9.3821 | 8.9877 | 8.7524 | 8.5165 | 7.822 | 6.9688 | 6.5082 | 6.2298 |  | 16.2031 | 15.3233 | 15.163 | 15.0398 | 14.8336 | 14.7068 | 14.4307 | 14.0221 | 13.6277 | 13.3924 | 13.1565 | 12.462 | 11.6088 | 11.1482 | 10.8698 |  | 11.5631 | 10.7089 | 10.381 | 10.1441 | 9.8579 | 9.6727 | 9.422 | 9.1331 | 8.8396 | 8.5395 | 8.2406 | 7.2924 | 6.1761 | 5.6133 | 5.4468 |  | 16.2031 | 15.3489 | 15.021 | 14.7841 | 14.4979 | 14.3127 | 14.062 | 13.7731 | 13.4796 | 13.1795 | 12.8806 | 11.9324 | 10.8161 | 10.2533 | 10.0868 |  | 11.5631 | 10.2087 | 9.8014 | 9.5431 | 9.2119 | 8.965 | 8.6541 | 8.3614 | 8.0918 | 7.7814 | 7.4841 | 5.7995 | 1.3631 | -2.235 | -4.8398 |  | 16.2031 | 14.8487 | 14.4414 | 14.1831 | 13.8519 | 13.605 | 13.2941 | 13.0014 | 12.7318 | 12.4214 | 12.1241 | 10.4395 | 6.0031 | 2.405 | -0.19983 |  | 11.5631 | 10.1744 | 9.8048 | 9.5785 | 9.2851 | 9.0921 | 8.8316 | 8.4682 | 7.4503 | 6.3929 | 5.3407 | 2.2756 | -1.9609 | -4.4399 | -4.0236 |  | 16.2031 | 14.8144 | 14.4448 | 14.2185 | 13.9251 | 13.7321 | 13.4716 | 13.1082 | 12.0903 | 11.0329 | 9.9807 | 6.9156 | 2.6791 | 0.20005 | 0.61637 |  | 385907 | 402469 | RED BANK | WHITEGATE
| Harwood | 3.9434 | 3.0185 | 2.4623 | 2.2416 | 1.591 | 1.1693 | 0.66314 | 0.21391 | -0.24349 | -0.68972 | -1.1488 | -3.6099 | -10.7204 | -16.5969 | -20.6472 |  | 8.2434 | 7.3185 | 6.7623 | 6.5416 | 5.891 | 5.4693 | 4.9631 | 4.5139 | 4.0565 | 3.6103 | 3.1512 | 0.69015 | -6.4204 | -12.2969 | -16.3472 |  | 3.9434 | 2.9989 | 2.694 | 2.6504 | 2.1679 | 1.9397 | 1.5483 | 1.079 | 0.46293 | 0.19319 | -0.10043 | -1.1062 | -2.2475 | -2.9805 | -3.3259 |  | 8.2434 | 7.2989 | 6.994 | 6.9504 | 6.4679 | 6.2397 | 5.8483 | 5.379 | 4.7629 | 4.4932 | 4.1996 | 3.1938 | 2.0525 | 1.3195 | 0.97406 |  | 3.9434 | 3.0691 | 2.5754 | 2.4289 | 1.8984 | 1.6667 | 1.3859 | 1.1089 | 0.75383 | 0.35733 | -0.097456 | -1.1251 | -2.4846 | -3.284 | -3.4445 |  | 8.2434 | 7.3691 | 6.8754 | 6.7289 | 6.1984 | 5.9667 | 5.6859 | 5.4089 | 5.0538 | 4.6573 | 4.2025 | 3.1749 | 1.8154 | 1.016 | 0.85547 |  | 3.9434 | 3.0581 | 2.5519 | 2.3638 | 1.7647 | 1.4401 | 1.0735 | 0.84433 | 0.48882 | 0.19893 | -0.14797 | -2.6004 | -9.0735 | -14.6451 | -18.5484 |  | 8.2434 | 7.3581 | 6.8519 | 6.6638 | 6.0647 | 5.7401 | 5.3735 | 5.1443 | 4.7888 | 4.4989 | 4.152 | 1.6996 | -4.7735 | -10.3451 | -14.2484 |  | 3.9434 | 3.1253 | 2.6855 | 2.53 | 1.9791 | 1.7268 | 1.4298 | 1.0267 | -0.43661 | -2.0063 | -3.6314 | -8.0071 | -14.2042 | -18.1168 | -17.3407 |  | 8.2434 | 7.4253 | 6.9855 | 6.83 | 6.2791 | 6.0268 | 5.7298 | 5.3267 | 3.8634 | 2.2937 | 0.66859 | -3.7071 | -9.9042 | -13.8168 | -13.0407 |  | 374043 | 410941 | BOLTON | KEARSLEY
| Hattersley | 7.6816 | 6.1796 | 5.0872 | 4.193 | 3.1839 | 2.1935 | 6.7378 | 6.3653 | 5.9481 | 5.5642 | 5.2281 | 3.3774 | -1.4469 | -5.2132 | -7.9525 |  | 11.1816 | 9.6796 | 8.5872 | 7.693 | 6.6839 | 5.6935 | 4.7378 | 4.3653 | 3.9481 | 3.5642 | 3.2281 | 1.3774 | -3.4469 | -7.2132 | -9.9525 |  | 7.6816 | 6.9569 | 6.5144 | 6.0916 | 5.5611 | 5.069 | 10.0145 | 9.6156 | 9.1428 | 8.8306 | 8.5421 | 7.7112 | 6.6142 | 6.0238 | 5.6473 |  | 11.1816 | 10.4569 | 10.0144 | 9.5916 | 9.0611 | 8.569 | 8.0145 | 7.6156 | 7.1428 | 6.8306 | 6.5421 | 5.7112 | 4.6142 | 4.0238 | 3.6473 |  | 7.6816 | 6.8023 | 5.8341 | 4.978 | 4.037 | 3.1534 | 7.8208 | 7.5408 | 7.1809 | 6.8174 | 6.477 | 5.5089 | 4.268 | 3.6158 | 3.3102 |  | 11.1816 | 10.3023 | 9.3341 | 8.478 | 7.537 | 6.6534 | 5.8208 | 5.5408 | 5.1809 | 4.8174 | 4.477 | 3.5089 | 2.268 | 1.6158 | 1.3102 |  | 7.6816 | 5.8143 | 4.7176 | 3.861 | 2.8931 | 1.9775 | 6.6326 | 6.3939 | 6.0884 | 5.7726 | 5.5095 | 3.8411 | -0.67942 | -4.1931 | -6.7068 |  | 11.1816 | 9.3143 | 8.2176 | 7.361 | 6.3931 | 5.4775 | 4.6326 | 4.3939 | 4.0884 | 3.7726 | 3.5095 | 1.8411 | -2.6794 | -6.1931 | -8.7068 |  | 7.6816 | 5.6387 | 4.5364 | 3.6935 | 2.7437 | 1.8635 | 6.5532 | 6.2274 | 5.1959 | 4.1182 | 3.0763 | 0.078597 | -4.1117 | -6.5694 | -6.2695 |  | 11.1816 | 9.1387 | 8.0364 | 7.1935 | 6.2437 | 5.3635 | 4.5532 | 4.2274 | 3.1959 | 2.1182 | 1.0763 | -1.9214 | -6.1117 | -8.5694 | -8.2695 |  | 398419 | 395120 | HYDE | STALYBRIDGE
| Haverthwaite | 5.2324 | 4.6296 | 4.331 | 4.3906 | 4.1252 | 3.8536 | 3.6937 | 3.4231 | 3.2007 | 2.9792 | 2.8141 | 1.9689 | 0.19705 | -0.9904 | -1.8238 |  | 7.7324 | 7.1296 | 6.831 | 6.8906 | 6.6252 | 6.3536 | 6.1937 | 5.9231 | 5.7007 | 5.4792 | 5.3141 | 4.4689 | 2.697 | 1.5096 | 0.67622 |  | 5.2324 | 4.8549 | 4.747 | 4.9231 | 4.8048 | 4.7068 | 4.6716 | 4.4916 | 4.332 | 4.2424 | 4.1923 | 3.8376 | 3.0463 | 2.3282 | 1.846 |  | 7.7324 | 7.3549 | 7.247 | 7.4231 | 7.3048 | 7.2068 | 7.1716 | 6.9916 | 6.832 | 6.7424 | 6.6923 | 6.3376 | 5.5463 | 4.8282 | 4.346 |  | 5.2324 | 4.8377 | 4.6203 | 4.7424 | 4.5835 | 4.4555 | 4.4248 | 4.2669 | 4.0519 | 3.8203 | 3.6351 | 3.0249 | 2.2449 | 1.6798 | 1.643 |  | 7.7324 | 7.3377 | 7.1203 | 7.2424 | 7.0835 | 6.9555 | 6.9248 | 6.7669 | 6.5519 | 6.3203 | 6.1351 | 5.5249 | 4.7449 | 4.1798 | 4.143 |  | 5.2324 | 4.5515 | 4.2479 | 4.3214 | 4.0685 | 3.818 | 3.6889 | 3.4559 | 3.2647 | 3.0646 | 2.9228 | 2.121 | 0.43112 | -0.67205 | -1.4055 |  | 7.7324 | 7.0515 | 6.7479 | 6.8214 | 6.5685 | 6.318 | 6.1889 | 5.9559 | 5.7647 | 5.5646 | 5.4228 | 4.621 | 2.9311 | 1.8279 | 1.0945 |  | 5.2324 | 4.5249 | 4.221 | 4.2746 | 4.0154 | 3.7883 | 3.6765 | 3.4524 | 3.0428 | 2.6023 | 2.2156 | 0.98486 | -0.53701 | -1.302 | -1.1315 |  | 7.7324 | 7.0249 | 6.721 | 6.7746 | 6.5154 | 6.2883 | 6.1765 | 5.9524 | 5.5428 | 5.1023 | 4.7156 | 3.4849 | 1.963 | 1.198 | 1.3685 |  | 334234 | 483827 | ULVERSTON | HARKER
| Hawk Green | 12.9477 | 12.2018 | 11.8 | 11.6794 | 11.3087 | 10.9152 | 10.67 | 10.379 | 10.0739 | 9.7708 | 9.4973 | 7.7888 | 3.1645 | -0.6665 | -3.176 |  | 17.4477 | 16.7018 | 16.3 | 16.1794 | 15.8087 | 15.4152 | 15.17 | 14.879 | 14.5739 | 14.2708 | 13.9973 | 12.2888 | 7.6645 | 3.8335 | 1.324 |  | 12.9477 | 12.1913 | 11.9811 | 11.9528 | 11.7107 | 11.4042 | 11.1491 | 10.8318 | 10.3842 | 10.1322 | 9.9029 | 9.2046 | 8.3001 | 7.6744 | 7.3928 |  | 17.4477 | 16.6913 | 16.4811 | 16.4528 | 16.2107 | 15.9042 | 15.6491 | 15.3318 | 14.8842 | 14.6322 | 14.4029 | 13.7046 | 12.8001 | 12.1744 | 11.8928 |  | 12.9477 | 12.2363 | 11.8674 | 11.7728 | 11.4497 | 11.1411 | 10.9904 | 10.7698 | 10.4991 | 10.2086 | 9.9318 | 9.1345 | 8.1217 | 7.4629 | 7.3289 |  | 17.4477 | 16.7363 | 16.3674 | 16.2728 | 15.9497 | 15.6411 | 15.4904 | 15.2698 | 14.9991 | 14.7086 | 14.4318 | 13.6345 | 12.6217 | 11.9629 | 11.8289 |  | 12.9477 | 12.2127 | 11.8512 | 11.755 | 11.4208 | 11.0987 | 10.9529 | 10.7844 | 10.5624 | 10.2808 | 10.0452 | 8.4766 | 4.1933 | 0.52588 | -1.8497 |  | 17.4477 | 16.7127 | 16.3512 | 16.255 | 15.9208 | 15.5987 | 15.4529 | 15.2844 | 15.0624 | 14.7808 | 14.5452 | 12.9766 | 8.6933 | 5.0259 | 2.6503 |  | 12.9477 | 12.2578 | 11.9409 | 11.8739 | 11.5777 | 11.3109 | 11.2139 | 10.9399 | 9.9897 | 8.9797 | 7.9924 | 5.1145 | 1.0031 | -1.5314 | -1.01 |  | 17.4477 | 16.7578 | 16.4409 | 16.3739 | 16.0777 | 15.8109 | 15.7139 | 15.4399 | 14.4897 | 13.4797 | 12.4924 | 9.6145 | 5.5031 | 2.9686 | 3.49 |  | 395915 | 387138 | HAZEL GROVE | BREDBURY
| Haydock | 14.1483 | 10.0995 | 8.873 | 8.6806 | 8.4206 | 7.7994 | 7.2859 | 6.9593 | 6.6633 | 6.1702 | 5.7623 | 4.0498 | -3.4903 | -10.3749 | -15.0258 |  | 19.6483 | 15.5995 | 14.373 | 14.1806 | 13.9206 | 13.2994 | 12.7859 | 12.4593 | 12.1633 | 11.6702 | 11.2623 | 9.5498 | 2.0097 | -4.8749 | -9.5258 |  | 14.1483 | 13.3922 | 13.1406 | 13.3494 | 13.1586 | 13.1129 | 13.2891 | 12.7363 | 12.2001 | 11.8516 | 11.8511 | 11.0332 | 9.7873 | 8.551 | 8.0789 |  | 19.6483 | 18.8922 | 18.6406 | 18.8494 | 18.6586 | 18.6129 | 18.7891 | 18.2363 | 17.7001 | 17.3516 | 17.3511 | 16.5332 | 15.2873 | 14.051 | 13.5789 |  | 14.1483 | 13.037 | 12.2374 | 12.0238 | 11.7682 | 11.2315 | 10.7963 | 10.5127 | 10.2146 | 9.7421 | 9.3402 | 8.4218 | 7.2407 | 5.9679 | 5.2319 |  | 19.6483 | 18.537 | 17.7374 | 17.5238 | 17.2682 | 16.7315 | 16.2963 | 16.0127 | 15.7146 | 15.2421 | 14.8402 | 13.9218 | 12.7407 | 11.4679 | 10.7319 |  | 14.1483 | 8.5999 | 7.1982 | 7.051 | 6.8059 | 6.1637 | 5.639 | 5.3234 | 4.9873 | 4.4153 | 3.9242 | 1.9261 | -5.2967 | -12.1221 | -15.8062 |  | 19.6483 | 14.0999 | 12.6982 | 12.551 | 12.3059 | 11.6637 | 11.139 | 10.8234 | 10.4873 | 9.9153 | 9.4242 | 7.4261 | 0.20326 | -6.6221 | -10.3062 |  | 14.1483 | 7.8646 | 6.3929 | 6.2724 | 6.0236 | 5.3726 | 4.8259 | 4.3739 | 3.3299 | 1.9805 | 0.7703 | -4.3014 | -11.7502 | -16.6572 | -15.746 |  | 19.6483 | 13.3646 | 11.8929 | 11.7724 | 11.5236 | 10.8726 | 10.3259 | 9.8739 | 8.8299 | 7.4805 | 6.2703 | 1.1986 | -6.2502 | -11.1572 | -10.246 |  | 357489 | 397336 | GOLBORNE | BOLD
| HDA No1 & HDA No2 | 13.8106 | 13.7904 | 13.0376 | 12.8465 | 12.7606 | 12.234 | 12.021 | 11.7581 | 11.677 | 11.2352 | 11.1259 | 10.5474 | 7.4195 | 5.1313 | 3.3786 |  | 20.0306 | 20.0104 | 19.2576 | 19.0665 | 18.9806 | 18.454 | 18.241 | 17.9781 | 17.897 | 17.4552 | 17.3459 | 16.7674 | 13.6395 | 11.3513 | 9.5986 |  | 13.8106 | 14.117 | 14.0151 | 14.3166 | 14.701 | 14.8259 | 14.9483 | 14.9799 | 14.6422 | 14.6844 | 14.7032 | 14.8556 | 14.9461 | 14.6278 | 14.5227 |  | 20.0306 | 20.337 | 20.2351 | 20.5366 | 20.921 | 21.0459 | 21.1683 | 21.1999 | 20.8622 | 20.9044 | 20.9232 | 21.0756 | 21.1661 | 20.8478 | 20.7427 |  | 13.8106 | 14.1447 | 13.4816 | 13.314 | 13.2594 | 12.7981 | 12.6487 | 12.4424 | 12.3616 | 11.9183 | 11.7852 | 11.5066 | 10.972 | 10.4318 | 10.384 |  | 20.0306 | 20.3647 | 19.7016 | 19.534 | 19.4794 | 19.0181 | 18.8687 | 18.6624 | 18.5816 | 18.1383 | 18.0052 | 17.7266 | 17.192 | 16.6518 | 16.604 |  | 13.8106 | 13.6764 | 12.9348 | 12.7828 | 12.7301 | 12.2407 | 12.0693 | 11.856 | 11.804 | 11.3872 | 11.3022 | 10.7947 | 7.4563 | 5.2544 | 3.9173 |  | 20.0306 | 19.8964 | 19.1548 | 19.0028 | 18.9501 | 18.4607 | 18.2893 | 18.076 | 18.024 | 17.6072 | 17.5222 | 17.0147 | 13.6763 | 11.4744 | 10.1373 |  | 13.8106 | 13.6082 | 12.8503 | 12.6951 | 12.641 | 12.1612 | 12.0031 | 11.7803 | 11.4308 | 10.6779 | 10.261 | 8.5903 | 5.6034 | 4.1026 | 4.3981 |  | 20.0306 | 19.8282 | 19.0703 | 18.9151 | 18.861 | 18.3812 | 18.2231 | 18.0003 | 17.6508 | 16.8979 | 16.481 | 14.8103 | 11.8234 | 10.3226 | 10.6181 |  | 301743 | 524532 | STAINBURN & SIDDICK | HARKER
| Heady Hill | 7.7914 | 6.0506 | 5.7301 | 5.4609 | 5.0401 | 4.6165 | 4.4233 | 3.5148 | 3.1726 | 2.8429 | 2.637 | 0.99431 | -4.1121 | -7.8671 | -11.1498 |  | 11.2914 | 9.5506 | 9.2301 | 8.9609 | 8.5401 | 8.1165 | 7.9233 | 7.0148 | 6.6726 | 6.3429 | 6.137 | 4.4943 | -0.61214 | -4.3671 | -7.6498 |  | 7.7914 | 6.9606 | 6.9262 | 6.7939 | 6.5237 | 6.2811 | 6.1866 | 5.8259 | 5.4499 | 5.1976 | 5.036 | 4.3112 | 3.111 | 2.0811 | 1.0557 |  | 11.2914 | 10.4606 | 10.4262 | 10.2939 | 10.0237 | 9.7811 | 9.6866 | 9.3259 | 8.9499 | 8.6976 | 8.536 | 7.8112 | 6.611 | 5.5811 | 4.5557 |  | 7.7914 | 6.83 | 6.637 | 6.3984 | 6.0325 | 5.6987 | 5.591 | 4.7688 | 4.472 | 4.1643 | 3.9567 | 3.0746 | 1.2004 | 0.1835 | -0.70286 |  | 11.2914 | 10.33 | 10.137 | 9.8984 | 9.5325 | 9.1987 | 9.091 | 8.2688 | 7.972 | 7.6643 | 7.4567 | 6.5746 | 4.7004 | 3.6835 | 2.7971 |  | 7.7914 | 5.6162 | 5.2713 | 5.0286 | 4.6238 | 4.2056 | 4.0317 | 3.1778 | 2.8358 | 2.4746 | 2.2236 | -0.14262 | -5.4864 | -9.3951 | -12.2503 |  | 11.2914 | 9.1162 | 8.7713 | 8.5286 | 8.1238 | 7.7056 | 7.5317 | 6.6778 | 6.3358 | 5.9746 | 5.7236 | 3.3574 | -1.9864 | -5.8951 | -8.7503 |  | 7.7914 | 5.4187 | 5.0771 | 4.8498 | 3.8562 | 2.8824 | 2.2722 | 1.8541 | 0.90436 | -0.12564 | -1.0305 | -4.1001 | -8.7434 | -11.5569 | -11.8085 |  | 11.2914 | 8.9187 | 8.5771 | 8.3498 | 7.3562 | 6.3824 | 5.7722 | 5.3541 | 4.4044 | 3.3744 | 2.4695 | -0.60013 | -5.2434 | -8.0569 | -8.3085 |  | 384370 | 410583 | CASTLETON | ROCHDALE
| Heap Bridge | 9.4545 | 9.0284 | 8.7168 | 8.5005 | 8.2364 | 8.0103 | 7.7984 | 7.5406 | 7.272 | 7.1017 | 6.9075 | 5.9876 | 3.8108 | 1.8841 | 0.35685 |  | 6.4045 | 5.9784 | 5.6668 | 5.4505 | 5.1864 | 4.9603 | 4.7484 | 4.4906 | 4.222 | 4.0517 | 3.8575 | 2.9376 | 0.76083 | -1.1659 | -2.6932 |  | 9.4545 | 9.3412 | 9.2779 | 9.241 | 9.1511 | 9.1502 | 9.063 | 8.9173 | 8.6778 | 8.5761 | 8.4816 | 8.023 | 7.4582 | 6.8095 | 6.211 |  | 6.4045 | 6.2912 | 6.2279 | 6.191 | 6.1011 | 6.1002 | 6.013 | 5.8673 | 5.6278 | 5.5261 | 5.4316 | 4.973 | 4.4082 | 3.7595 | 3.161 |  | 9.4545 | 9.334 | 9.0772 | 8.8754 | 8.6253 | 8.4302 | 8.2441 | 8.0192 | 7.7665 | 7.5999 | 7.4077 | 6.7782 | 5.9366 | 5.2337 | 4.784 |  | 6.4045 | 6.284 | 6.0272 | 5.8254 | 5.5753 | 5.3802 | 5.1941 | 4.9692 | 4.7165 | 4.5499 | 4.3577 | 3.7282 | 2.8866 | 2.1837 | 1.734 |  | 9.4545 | 8.9012 | 8.5867 | 8.3803 | 8.1158 | 7.8945 | 7.6784 | 7.4343 | 7.1556 | 6.9629 | 6.7488 | 5.7152 | 3.5117 | 1.657 | 0.38427 |  | 6.4045 | 5.8512 | 5.5367 | 5.3303 | 5.0658 | 4.8445 | 4.6284 | 4.3843 | 4.1056 | 3.9129 | 3.6988 | 2.6652 | 0.46169 | -1.393 | -2.6657 |  | 9.4545 | 8.8394 | 8.5257 | 8.3275 | 8.0675 | 7.8439 | 7.6311 | 7.3545 | 6.8226 | 6.3698 | 5.8119 | 4.2715 | 2.0994 | 0.61055 | 0.4951 |  | 6.4045 | 5.7894 | 5.4757 | 5.2775 | 5.0175 | 4.7939 | 4.5811 | 4.3045 | 3.7726 | 3.3198 | 2.7619 | 1.2215 | -0.95061 | -2.4394 | -2.5549 |  | 382793 | 410428 | BURY | KEARSLEY
| Heasandford | 14.8522 | 14.2355 | 14.0545 | 13.9065 | 13.6418 | 13.4669 | 13.4956 | 13.2775 | 13.1362 | 13.0183 | 13.0312 | 12.6349 | 11.3815 | 10.3578 | 9.6598 |  | 19.4522 | 18.8355 | 18.6545 | 18.5065 | 18.2418 | 18.0669 | 18.0956 | 17.8775 | 17.7362 | 17.6183 | 17.6312 | 17.2349 | 15.9815 | 14.9578 | 14.2598 |  | 14.8522 | 14.7017 | 14.8555 | 14.9301 | 14.9199 | 15.0206 | 15.2185 | 15.1393 | 15.0663 | 15.0337 | 15.1012 | 15.1294 | 15.1431 | 15.2211 | 15.3256 |  | 19.4522 | 19.3017 | 19.4555 | 19.5301 | 19.5199 | 19.6206 | 19.8185 | 19.7393 | 19.6663 | 19.6337 | 19.7012 | 19.7294 | 19.7431 | 19.8211 | 19.9256 |  | 14.8522 | 14.5091 | 14.3822 | 14.2426 | 13.9918 | 13.831 | 13.8679 | 13.6653 | 13.5294 | 13.4129 | 13.4202 | 13.2545 | 12.9946 | 12.8719 | 12.8368 |  | 19.4522 | 19.1091 | 18.9822 | 18.8426 | 18.5918 | 18.431 | 18.4679 | 18.2653 | 18.1294 | 18.0129 | 18.0202 | 17.8545 | 17.5946 | 17.4719 | 17.4368 |  | 14.8522 | 13.9782 | 13.7671 | 13.6378 | 13.3854 | 13.2287 | 13.2827 | 13.0883 | 12.9673 | 12.8679 | 12.9037 | 12.5835 | 11.4991 | 10.6636 | 10.1553 |  | 19.4522 | 18.5782 | 18.3671 | 18.2378 | 17.9854 | 17.8287 | 17.8827 | 17.6883 | 17.5673 | 17.4679 | 17.5037 | 17.1835 | 16.0991 | 15.2636 | 14.7553 |  | 14.8522 | 13.8471 | 13.6192 | 13.4991 | 13.2536 | 13.1043 | 13.168 | 12.9541 | 12.6206 | 12.3049 | 12.1329 | 11.4411 | 10.4102 | 9.8323 | 10.0707 |  | 19.4522 | 18.4471 | 18.2192 | 18.0991 | 17.8536 | 17.7043 | 17.768 | 17.5541 | 17.2206 | 16.9049 | 16.7329 | 16.0411 | 15.0102 | 14.4323 | 14.6707 |  | 385349 | 433821 | BURNLEY | ROCHDALE
| Heaton Moor | 5.8652 | 4.1146 | 3.5229 | 3.0377 | 2.5153 | 1.7362 | 1.279 | 0.88349 | 0.28749 | -0.2452 | -0.52994 | -2.4188 | -7.4828 | -11.6063 | -14.3424 |  | 15.8652 | 14.1146 | 13.5229 | 13.0377 | 12.5153 | 11.7362 | 11.279 | 10.8835 | 10.2875 | 9.7548 | 9.4701 | 7.5812 | 2.5172 | -1.6063 | -4.3424 |  | 5.8652 | 4.7105 | 4.448 | 4.1461 | 3.7892 | 3.2071 | 2.8276 | 2.3601 | 1.6667 | 1.2076 | 0.97223 | 0.20024 | -0.75414 | -1.4355 | -1.7404 |  | 15.8652 | 14.7105 | 14.448 | 14.1461 | 13.7892 | 13.2071 | 12.8276 | 12.3601 | 11.6667 | 11.2076 | 10.9722 | 10.2002 | 9.2459 | 8.5645 | 8.2596 |  | 5.8652 | 4.7106 | 4.2208 | 3.7703 | 3.3102 | 2.6421 | 2.2975 | 1.988 | 1.4543 | 0.95367 | 0.67765 | -0.26058 | -1.5577 | -2.3807 | -2.6436 |  | 15.8652 | 14.7106 | 14.2208 | 13.7703 | 13.3102 | 12.6421 | 12.2975 | 11.988 | 11.4543 | 10.9537 | 10.6776 | 9.7394 | 8.4423 | 7.6193 | 7.3564 |  | 5.8652 | 3.8589 | 3.2758 | 2.8261 | 2.344 | 1.6315 | 1.2771 | 1.0025 | 0.50205 | 0.020603 | -0.3126 | -2.3436 | -7.2382 | -11.0473 | -13.4804 |  | 15.8652 | 13.8589 | 13.2758 | 12.8261 | 12.344 | 11.6315 | 11.2771 | 11.0025 | 10.5021 | 10.0206 | 9.6874 | 7.6564 | 2.7618 | -1.0473 | -3.4804 |  | 5.8652 | 3.76 | 3.2094 | 2.7948 | 2.3433 | 1.6691 | 1.3422 | 0.95498 | -0.35735 | -1.6754 | -2.7551 | -6.0157 | -10.59 | -13.396 | -12.8214 |  | 15.8652 | 13.76 | 13.2094 | 12.7948 | 12.3433 | 11.6691 | 11.3422 | 10.955 | 9.6426 | 8.3246 | 7.2449 | 3.9843 | -0.58999 | -3.396 | -2.8214 |  | 387623 | 391345 | VERNON PARK | BREDBURY
| Heaton Norris | 6.8734 | 5.5822 | 5.133 | 4.8875 | 4.4174 | 3.6382 | 0.67635 | 0.58442 | 0.15115 | -0.21928 | -0.30963 | -5.7852 | -10.015 | -13.4578 | -15.3509 |  | 13.8734 | 12.5822 | 12.133 | 11.8875 | 11.4174 | 10.6382 | 7.6763 | 7.5844 | 7.1512 | 6.7807 | 6.6904 | 1.2148 | -3.015 | -6.4578 | -8.3509 |  | 6.8734 | 5.9758 | 5.8847 | 5.8603 | 5.6368 | 5.2939 | 5.0092 | 4.4936 | 3.7891 | 3.5552 | 3.512 | 3.4052 | 2.9979 | 2.5527 | 2.402 |  | 13.8734 | 12.9758 | 12.8847 | 12.8603 | 12.6368 | 12.2939 | 12.0092 | 11.4936 | 10.7891 | 10.5552 | 10.512 | 10.4052 | 9.9979 | 9.5527 | 9.402 |  | 6.8734 | 5.8183 | 5.4223 | 5.213 | 4.8028 | 4.1206 | 1.2548 | 1.2361 | 0.88117 | 0.52133 | 0.46189 | -4.2245 | -5.2561 | -6.0356 | -5.7041 |  | 13.8734 | 12.8183 | 12.4223 | 12.213 | 11.8028 | 11.1206 | 8.2548 | 8.2361 | 7.8812 | 7.5213 | 7.4619 | 2.7755 | 1.7439 | 0.96438 | 1.2959 |  | 6.8734 | 5.3501 | 4.8925 | 4.6573 | 4.1851 | 3.4117 | 0.54343 | 0.48698 | -0.0047125 | -0.34605 | -0.483 | -6.3072 | -9.951 | -13.1785 | -14.8966 |  | 13.8734 | 12.3501 | 11.8925 | 11.6573 | 11.1851 | 10.4117 | 7.5434 | 7.487 | 6.9953 | 6.654 | 6.517 | 0.69281 | -2.951 | -6.1785 | -7.8966 |  | 6.8734 | 5.2609 | 4.8308 | 4.6285 | 4.1897 | 3.4594 | 0.63015 | 0.4464 | -3.5473 | -6.5818 | -7.1903 | -9.5044 | -12.9427 | -15.506 | -14.5083 |  | 13.8734 | 12.2609 | 11.8308 | 11.6285 | 11.1897 | 10.4594 | 7.6301 | 7.4464 | 3.4527 | 0.41818 | -0.19031 | -2.5044 | -5.9427 | -8.506 | -7.5083 |  | 388860 | 391967 | VERNON PARK | BREDBURY
| Helwith Bridge | 0.7351 | 0.76287 | 0.69126 | 0.58241 | 0.50163 | 0.41125 | 0.33093 | 0.25085 | 0.17183 | 0.099591 | 0.030133 | -0.26127 | -0.93723 | -1.3751 | -1.6927 |  | 8.7351 | 8.7629 | 8.6913 | 8.5824 | 8.5016 | 8.4112 | 8.3309 | 8.2508 | 8.1718 | 8.0996 | 8.0301 | 7.7387 | 7.0628 | 6.6249 | 6.3073 |  | 0.7351 | 0.76421 | 0.7873 | 0.76162 | 0.76534 | 0.76926 | 0.75189 | 0.701 | 0.63161 | 0.59596 | 0.56322 | 0.46536 | 0.33872 | 0.27692 | 0.21212 |  | 8.7351 | 8.7642 | 8.7873 | 8.7616 | 8.7653 | 8.7693 | 8.7519 | 8.701 | 8.6316 | 8.596 | 8.5632 | 8.4654 | 8.3387 | 8.2769 | 8.2121 |  | 0.7351 | 0.77055 | 0.70294 | 0.60088 | 0.52815 | 0.4488 | 0.3801 | 0.3097 | 0.23123 | 0.15774 | 0.085966 | -0.095766 | -0.292 | -0.437 | -0.4416 |  | 8.7351 | 8.7706 | 8.7029 | 8.6009 | 8.5282 | 8.4488 | 8.3801 | 8.3097 | 8.2312 | 8.1577 | 8.086 | 7.9042 | 7.708 | 7.563 | 7.5584 |  | 0.7351 | 0.76854 | 0.70353 | 0.59783 | 0.51854 | 0.43384 | 0.36272 | 0.29559 | 0.221 | 0.15044 | 0.084155 | -0.25623 | -0.89636 | -1.2792 | -1.5334 |  | 8.7351 | 8.7685 | 8.7035 | 8.5978 | 8.5185 | 8.4338 | 8.3627 | 8.2956 | 8.221 | 8.1504 | 8.0842 | 7.7438 | 7.1036 | 6.7208 | 6.4666 |  | 0.7351 | 0.77025 | 0.70651 | 0.60085 | 0.52243 | 0.44091 | 0.37325 | 0.30902 | 0.18662 | 1.5845e-05 | -0.18122 | -0.67959 | -1.2652 | -1.5374 | -1.4642 |  | 8.7351 | 8.7702 | 8.7065 | 8.6008 | 8.5224 | 8.4409 | 8.3733 | 8.309 | 8.1866 | 8 | 7.8188 | 7.3204 | 6.7348 | 6.4626 | 6.5358 |  | 381025 | 469428 | PADIHAM | PADIHAM
| Hensingham | 14.5931 | 11.902 | 11.2362 | 11.19 | 10.9078 | 10.6387 | 10.5235 | 10.2562 | 10.0661 | 9.8536 | 9.7575 | 8.5327 | 4.7794 | 1.711 | -0.3734 |  | 18.7301 | 16.039 | 15.3732 | 15.327 | 15.0448 | 14.7757 | 14.6605 | 14.3932 | 14.2031 | 13.9906 | 13.8945 | 12.6697 | 8.9164 | 5.848 | 3.7636 |  | 14.5931 | 13.8341 | 13.6911 | 13.7174 | 13.5463 | 13.3997 | 13.3175 | 13.0189 | 12.7608 | 12.6039 | 12.5285 | 12.1772 | 11.7084 | 11.4467 | 11.4065 |  | 18.7301 | 17.9711 | 17.8281 | 17.8544 | 17.6833 | 17.5367 | 17.4545 | 17.1559 | 16.8978 | 16.7409 | 16.6655 | 16.3142 | 15.8454 | 15.5837 | 15.5435 |  | 14.5931 | 13.6692 | 13.3721 | 13.3284 | 13.1103 | 12.9379 | 12.904 | 12.7248 | 12.5745 | 12.3779 | 12.265 | 11.8162 | 11.2708 | 10.9963 | 11.0767 |  | 18.7301 | 17.8062 | 17.5091 | 17.4654 | 17.2473 | 17.0749 | 17.041 | 16.8618 | 16.7115 | 16.5149 | 16.402 | 15.9532 | 15.4078 | 15.1333 | 15.2137 |  | 14.5931 | 11.0515 | 10.2407 | 10.2271 | 9.9642 | 9.7419 | 9.7066 | 9.5235 | 9.4057 | 9.2411 | 9.1992 | 8.0755 | 4.4879 | 1.5533 | -0.40898 |  | 18.7301 | 15.1885 | 14.3777 | 14.3641 | 14.1012 | 13.8789 | 13.8436 | 13.6605 | 13.5427 | 13.3781 | 13.3362 | 12.2125 | 8.6249 | 5.6903 | 3.728 |  | 14.5931 | 10.6596 | 9.8087 | 9.8234 | 9.5851 | 9.4053 | 9.4126 | 9.1483 | 8.3924 | 7.554 | 6.8332 | 4.5361 | 1.2079 | -0.79979 | -0.25616 |  | 18.7301 | 14.7966 | 13.9457 | 13.9604 | 13.7221 | 13.5423 | 13.5496 | 13.2853 | 12.5294 | 11.691 | 10.9702 | 8.6731 | 5.3449 | 3.3372 | 3.8808 |  | 298465 | 517239 | EGREMONT | HARKER
| Heyrod | 9.7764 | 9.032 | 8.7209 | 8.5183 | 8.1572 | 7.8138 | 7.506 | 7.2001 | 6.8192 | 6.5328 | 6.3069 | 4.7032 | 0.089566 | -3.6053 | -6.3331 |  | 14.4134 | 13.669 | 13.3579 | 13.1553 | 12.7942 | 12.4508 | 12.143 | 11.8371 | 11.4562 | 11.1698 | 10.9439 | 9.3402 | 4.7266 | 1.0317 | -1.6961 |  | 9.7764 | 8.9772 | 8.8496 | 8.7955 | 8.5805 | 8.4095 | 8.2099 | 7.8901 | 7.4589 | 7.2614 | 7.092 | 6.5233 | 5.7347 | 5.2113 | 4.8588 |  | 14.4134 | 13.6142 | 13.4866 | 13.4325 | 13.2175 | 13.0465 | 12.8469 | 12.5271 | 12.0959 | 11.8984 | 11.729 | 11.1603 | 10.3717 | 9.8483 | 9.4958 |  | 9.7764 | 9.0632 | 8.793 | 8.6382 | 8.35 | 8.1204 | 7.9451 | 7.7403 | 7.4248 | 7.1655 | 6.9378 | 6.2029 | 5.2164 | 4.5873 | 4.307 |  | 14.4134 | 13.7002 | 13.43 | 13.2752 | 12.987 | 12.7574 | 12.5821 | 12.3773 | 12.0618 | 11.8025 | 11.5748 | 10.8399 | 9.8534 | 9.2243 | 8.944 |  | 9.7764 | 9.0654 | 8.7894 | 8.6158 | 8.2907 | 7.9995 | 7.7639 | 7.544 | 7.2339 | 6.998 | 6.8234 | 5.3011 | 0.8394 | -2.69 | -5.1964 |  | 14.4134 | 13.7024 | 13.4264 | 13.2528 | 12.9277 | 12.6365 | 12.4009 | 12.181 | 11.8709 | 11.635 | 11.4604 | 9.9381 | 5.4764 | 1.947 | -0.55935 |  | 9.7764 | 9.1214 | 8.9057 | 8.7769 | 8.4989 | 8.2652 | 8.0807 | 7.8035 | 6.7898 | 5.7977 | 4.8416 | 1.9646 | -2.1605 | -4.6116 | -4.2318 |  | 14.4134 | 13.7584 | 13.5427 | 13.4139 | 13.1359 | 12.9022 | 12.7177 | 12.4405 | 11.4268 | 10.4347 | 9.4786 | 6.6016 | 2.4765 | 0.025387 | 0.40524 |  | 397310 | 399981 | HARTSHEAD-HEYROD | STALYBRIDGE
| Heyside | 13.4946 | 12.7469 | 12.4105 | 12.1354 | 11.8442 | 11.6081 | 11.3041 | 10.9868 | 10.7045 | 10.4374 | 10.1755 | 8.7531 | 5.0532 | 2.0313 | -0.40335 |  | 18.1316 | 17.3839 | 17.0475 | 16.7724 | 16.4812 | 16.2451 | 15.9411 | 15.6238 | 15.3415 | 15.0744 | 14.8125 | 13.3901 | 9.6902 | 6.6683 | 4.2336 |  | 13.4946 | 12.9525 | 12.8274 | 12.6949 | 12.5388 | 12.4525 | 12.2397 | 11.9211 | 11.5954 | 11.3893 | 11.1761 | 10.492 | 9.5137 | 8.7342 | 8.0898 |  | 18.1316 | 17.5895 | 17.4644 | 17.3319 | 17.1758 | 17.0895 | 16.8767 | 16.5581 | 16.2324 | 16.0263 | 15.8131 | 15.129 | 14.1507 | 13.3712 | 12.7268 |  | 13.4946 | 12.9383 | 12.652 | 12.4023 | 12.1466 | 11.9702 | 11.7394 | 11.4831 | 11.2309 | 10.9774 | 10.7182 | 9.9024 | 8.7595 | 7.8833 | 7.254 |  | 18.1316 | 17.5753 | 17.289 | 17.0393 | 16.7836 | 16.6072 | 16.3764 | 16.1201 | 15.8679 | 15.6144 | 15.3552 | 14.5394 | 13.3965 | 12.5203 | 11.891 |  | 13.4946 | 12.6487 | 12.3268 | 12.0766 | 11.8089 | 11.5969 | 11.3297 | 11.06 | 10.8045 | 10.5314 | 10.254 | 8.6819 | 4.836 | 1.8497 | -0.18349 |  | 18.1316 | 17.2857 | 16.9638 | 16.7136 | 16.4459 | 16.2339 | 15.9667 | 15.697 | 15.4415 | 15.1684 | 14.891 | 13.3189 | 9.473 | 6.4867 | 4.4535 |  | 13.4946 | 12.6162 | 12.318 | 12.0872 | 11.8224 | 11.6193 | 11.3485 | 10.9889 | 10.2129 | 9.4007 | 8.5781 | 6.0779 | 2.4917 | 0.37063 | 0.33709 |  | 18.1316 | 17.2532 | 16.955 | 16.7242 | 16.4594 | 16.2563 | 15.9855 | 15.6259 | 14.8499 | 14.0377 | 13.2151 | 10.7149 | 7.1287 | 5.0076 | 4.9741 |  | 393433 | 407129 | ROYTON | WHITEGATE
| Heywood | 8.4509 | 7.5056 | 7.3351 | 6.8784 | 6.6566 | 6.1333 | 5.8252 | 5.6472 | 5.1673 | 4.8842 | 4.5704 | 3.2364 | -0.58343 | -4.1672 | -7.2808 |  | 9.1599 | 8.2146 | 8.0441 | 7.5874 | 7.3656 | 6.8423 | 6.5342 | 6.3562 | 5.8763 | 5.5932 | 5.2794 | 3.9454 | 0.12557 | -3.4582 | -6.5718 |  | 8.4509 | 7.7956 | 7.837 | 7.5695 | 7.5352 | 7.2308 | 7.0199 | 6.7688 | 6.4508 | 6.2473 | 6.0236 | 5.6768 | 5.0312 | 4.3742 | 3.6229 |  | 9.1599 | 8.5046 | 8.546 | 8.2785 | 8.2442 | 7.9398 | 7.7289 | 7.4778 | 7.1598 | 6.9563 | 6.7326 | 6.3858 | 5.7402 | 5.0832 | 4.3319 |  | 8.4509 | 7.7833 | 7.6533 | 7.2292 | 7.0421 | 6.5738 | 6.3115 | 6.0983 | 5.7272 | 5.4482 | 5.1317 | 4.4343 | 3.3154 | 2.4778 | 1.9628 |  | 9.1599 | 8.4923 | 8.3623 | 7.9382 | 7.7511 | 7.2828 | 7.0205 | 6.8073 | 6.4362 | 6.1572 | 5.8407 | 5.1433 | 4.0244 | 3.1868 | 2.6718 |  | 8.4509 | 7.3682 | 7.2012 | 6.7561 | 6.5389 | 6.015 | 5.7104 | 5.5435 | 5.0519 | 4.7421 | 4.3981 | 2.9647 | -0.87548 | -4.3214 | -6.9672 |  | 9.1599 | 8.0772 | 7.9102 | 7.4651 | 7.2479 | 6.724 | 6.4194 | 6.2525 | 5.7609 | 5.4511 | 5.1071 | 3.6737 | -0.16648 | -3.6124 | -6.2582 |  | 8.4509 | 7.319 | 7.1738 | 6.7534 | 6.5519 | 6.0495 | 5.7581 | 5.5138 | 4.4659 | 3.58 | 2.6523 | 0.24228 | -3.7541 | -6.2982 | -6.3273 |  | 9.1599 | 8.028 | 7.8828 | 7.4624 | 7.2609 | 6.7585 | 6.4671 | 6.2228 | 5.1749 | 4.289 | 3.3613 | 0.95128 | -3.0451 | -5.5892 | -5.6183 |  | 385429 | 410369 | CASTLETON | ROCHDALE
| Higher Mill | 7.4242 | 6.0772 | 5.7192 | 5.3096 | 4.9027 | 4.4105 | 4.0754 | 3.6848 | 3.303 | 2.8964 | 2.5483 | 0.43844 | -5.1013 | -9.5829 | -12.8618 |  | 14.9242 | 13.5772 | 13.2192 | 12.8096 | 12.4027 | 11.9105 | 11.5754 | 11.1848 | 10.803 | 10.3964 | 10.0483 | 7.9384 | 2.3987 | -2.0829 | -5.3618 |  | 7.4242 | 6.5146 | 6.4176 | 6.1529 | 5.8689 | 5.515 | 5.2271 | 4.746 | 4.238 | 3.8961 | 3.5887 | 2.6906 | 1.4342 | 0.68457 | 0.19646 |  | 14.9242 | 14.0146 | 13.9176 | 13.6529 | 13.3689 | 13.015 | 12.7271 | 12.246 | 11.738 | 11.3961 | 11.0887 | 10.1906 | 8.9342 | 8.1846 | 7.6965 |  | 7.4242 | 6.5363 | 6.2641 | 5.8906 | 5.545 | 5.1577 | 4.9398 | 4.6407 | 4.3055 | 3.8993 | 3.4897 | 2.2856 | 0.73578 | -0.12621 | -0.53053 |  | 14.9242 | 14.0363 | 13.7641 | 13.3906 | 13.045 | 12.6577 | 12.4398 | 12.1407 | 11.8055 | 11.3993 | 10.9897 | 9.7856 | 8.2358 | 7.3738 | 6.9695 |  | 7.4242 | 5.8852 | 5.5415 | 5.161 | 4.7901 | 4.3645 | 4.1298 | 3.8592 | 3.4944 | 3.0175 | 2.6195 | 0.46348 | -4.8915 | -9.0299 | -11.973 |  | 14.9242 | 13.3852 | 13.0415 | 12.661 | 12.2901 | 11.8645 | 11.6298 | 11.3592 | 10.9944 | 10.5175 | 10.1195 | 7.9635 | 2.6085 | -1.5299 | -4.473 |  | 7.4242 | 5.8274 | 5.5257 | 5.1844 | 4.8525 | 4.4761 | 4.2793 | 3.8818 | 2.7132 | 1.4545 | 0.27035 | -3.1781 | -8.2138 | -11.3078 | -11.0877 |  | 14.9242 | 13.3274 | 13.0257 | 12.6844 | 12.3525 | 11.9761 | 11.7793 | 11.3818 | 10.2132 | 8.9545 | 7.7704 | 4.3219 | -0.71379 | -3.8078 | -3.5877 |  | 385731 | 388090 | MOSS NOOK | SOUTH MANCHESTER
| Higher Walton | 7.6042 | 7.0897 | 5.5638 | 4.0968 | 1.217 | -1.7117 | -2.1522 | -2.6264 | -3.0542 | -3.5383 | -4.003 | -7.427 | -11.6196 | -14.9883 | -17.5853 |  | 12.2412 | 11.7267 | 10.2008 | 8.7338 | 5.854 | 2.9253 | 2.4848 | 2.0106 | 1.5828 | 1.0987 | 0.63399 | -2.79 | -6.9826 | -10.3513 | -12.9483 |  | 7.6042 | 7.2656 | 6.7642 | 6.1799 | 4.8523 | 3.5636 | 3.3134 | 2.8713 | 2.3713 | 2.0452 | 1.7329 | 0.82466 | -0.35549 | -1.1351 | -1.5632 |  | 12.2412 | 11.9026 | 11.4012 | 10.8169 | 9.4893 | 8.2006 | 7.9504 | 7.5083 | 7.0083 | 6.6822 | 6.3699 | 5.4617 | 4.2815 | 3.5019 | 3.0738 |  | 7.6042 | 7.1326 | 5.6248 | 4.1807 | 1.3278 | -1.5561 | -1.9419 | -2.3573 | -2.7828 | -3.2711 | -3.7425 | -6.6987 | -8.2578 | -9.2837 | -9.6635 |  | 12.2412 | 11.7696 | 10.2618 | 8.8177 | 5.9648 | 3.0809 | 2.6951 | 2.2797 | 1.8542 | 1.3659 | 0.89448 | -2.0617 | -3.6208 | -4.6467 | -5.0265 |  | 7.6042 | 6.9649 | 5.4388 | 3.984 | 1.1019 | -1.8275 | -2.2276 | -2.641 | -2.9814 | -3.4122 | -3.9461 | -8.0229 | -15.5862 | -18.9208 | -20.6056 |  | 12.2412 | 11.6019 | 10.0758 | 8.621 | 5.7389 | 2.8095 | 2.4094 | 1.996 | 1.6556 | 1.2248 | 0.69095 | -3.3859 | -10.9492 | -14.2838 | -15.9686 |  | 7.6042 | 6.9149 | 5.4032 | 3.9643 | 1.0856 | -1.8324 | -2.2296 | -2.6953 | -5.7468 | -10.1569 | -10.9334 | -13.8906 | -18.3627 | -20.6039 | -20.0493 |  | 12.2412 | 11.5519 | 10.0402 | 8.6013 | 5.7226 | 2.8046 | 2.4074 | 1.9417 | -1.1098 | -5.5199 | -6.2964 | -9.2536 | -13.7257 | -15.9669 | -15.4123 |  | 358020 | 427270 | LEYLAND | PENWORTHAM
| Hill Top T11 & T12 | 6.9031 | 4.9699 | 4.3257 | 3.7806 | 3.1977 | 2.6149 | 2.0256 | 1.5029 | 0.98169 | 0.38614 | -0.11665 | -2.9256 | -10.2909 | -16.0482 | -20.3408 |  | 11.0431 | 9.1099 | 8.4657 | 7.9206 | 7.3377 | 6.7549 | 6.1656 | 5.6429 | 5.1217 | 4.5261 | 4.0234 | 1.2144 | -6.1509 | -11.9082 | -16.2008 |  | 6.9031 | 5.6545 | 5.4043 | 5.0607 | 4.6505 | 4.2554 | 3.7329 | 3.0726 | 2.3678 | 1.8481 | 1.3923 | 0.052277 | -1.7444 | -2.781 | -3.5208 |  | 11.0431 | 9.7945 | 9.5443 | 9.2007 | 8.7905 | 8.3954 | 7.8729 | 7.2126 | 6.5078 | 5.9881 | 5.5323 | 4.1923 | 2.3956 | 1.359 | 0.61923 |  | 6.9031 | 5.6687 | 5.1661 | 4.6645 | 4.1557 | 3.6993 | 3.2601 | 2.8479 | 2.3797 | 1.8049 | 1.2941 | -0.20174 | -2.1734 | -3.288 | -3.9623 |  | 11.0431 | 9.8087 | 9.3061 | 8.8045 | 8.2957 | 7.8393 | 7.4001 | 6.9879 | 6.5197 | 5.9449 | 5.4341 | 3.9383 | 1.9666 | 0.85204 | 0.17771 |  | 6.9031 | 4.6778 | 4.0508 | 3.5487 | 3.0174 | 2.5262 | 2.0725 | 1.7177 | 1.3296 | 0.80188 | 0.36443 | -2.3833 | -9.6084 | -15.1753 | -19.0524 |  | 11.0431 | 8.8178 | 8.1908 | 7.6887 | 7.1574 | 6.6662 | 6.2125 | 5.8577 | 5.4696 | 4.9419 | 4.5044 | 1.7567 | -5.4684 | -11.0353 | -14.9124 |  | 6.9031 | 4.5727 | 3.9871 | 3.5292 | 3.0347 | 2.5964 | 2.1816 | 1.6563 | 0.17877 | -1.487 | -3.0782 | -7.769 | -14.4863 | -18.3528 | -18.0161 |  | 11.0431 | 8.7127 | 8.1271 | 7.6692 | 7.1747 | 6.7364 | 6.3216 | 5.7963 | 4.3188 | 2.653 | 1.0618 | -3.629 | -10.3463 | -14.2128 | -13.8761 |  | 373466 | 403748 | KEARSLEY LOCAL | KEARSLEY
| Hill Top T13 | 6.7884 | 5.421 | 5.0985 | 4.8897 | 4.6644 | 4.4811 | 4.3269 | 4.1288 | 3.9865 | 3.8062 | 3.6194 | 2.5128 | -0.84199 | -3.6155 | -5.6879 |  | 3.5384 | 2.171 | 1.8485 | 1.6397 | 1.4144 | 1.2311 | 1.0769 | 0.8788 | 0.73646 | 0.55616 | 0.36935 | -0.73719 | -4.092 | -6.8655 | -8.9379 |  | 6.7884 | 6.3212 | 6.2716 | 6.1822 | 6.0735 | 6.0116 | 5.9123 | 5.6965 | 5.4968 | 5.3557 | 5.2061 | 4.7732 | 4.1601 | 3.8062 | 3.5466 |  | 3.5384 | 3.0712 | 3.0216 | 2.9322 | 2.8235 | 2.7616 | 2.6623 | 2.4465 | 2.2468 | 2.1057 | 1.9561 | 1.5232 | 0.91011 | 0.55624 | 0.29662 |  | 6.7884 | 6.1673 | 5.95 | 5.7487 | 5.541 | 5.3863 | 5.2635 | 5.0916 | 4.9465 | 4.7584 | 4.5611 | 4.041 | 3.3585 | 2.9115 | 2.6582 |  | 3.5384 | 2.9173 | 2.7 | 2.4987 | 2.291 | 2.1363 | 2.0135 | 1.8416 | 1.6965 | 1.5084 | 1.3111 | 0.791 | 0.10846 | -0.33848 | -0.59184 |  | 6.7884 | 4.9908 | 4.6409 | 4.4546 | 4.2522 | 4.105 | 4.0046 | 3.8689 | 3.7752 | 3.6184 | 3.454 | 2.3686 | -0.92281 | -3.5965 | -5.4767 |  | 3.5384 | 1.7408 | 1.3909 | 1.2046 | 1.0022 | 0.85498 | 0.75465 | 0.61891 | 0.5252 | 0.36842 | 0.20399 | -0.8814 | -4.1728 | -6.8465 | -8.7267 |  | 6.7884 | 4.7834 | 4.4244 | 4.2515 | 4.0579 | 3.9257 | 3.8361 | 3.625 | 3.1288 | 2.3941 | 1.6853 | -0.42115 | -3.5003 | -5.3591 | -5.2346 |  | 3.5384 | 1.5334 | 1.1744 | 1.0015 | 0.80794 | 0.67569 | 0.58611 | 0.37497 | -0.12119 | -0.85588 | -1.5647 | -3.6712 | -6.7503 | -8.6091 | -8.4846 |  | 373476 | 403758 | KEARSLEY LOCAL | KEARSLEY
| Hindley Green | 14.4496 | 10.127 | 8.9514 | 8.5323 | 7.5261 | 6.8854 | 6.0994 | 5.5107 | 4.7361 | 4.1615 | 3.6187 | -0.39414 | -10.9547 | -19.7226 | -25.7289 |  | 21.4496 | 17.127 | 15.9514 | 15.5323 | 14.5261 | 13.8854 | 13.0994 | 12.5107 | 11.7361 | 11.1615 | 10.6187 | 6.6059 | -3.9547 | -12.7226 | -18.7289 |  | 14.4496 | 12.0022 | 11.4552 | 11.2808 | 10.5371 | 10.1424 | 9.4603 | 8.6766 | 7.6621 | 7.1649 | 6.6613 | 4.9064 | 2.9253 | 1.6057 | 0.94278 |  | 21.4496 | 19.0022 | 18.4552 | 18.2808 | 17.5371 | 17.1424 | 16.4603 | 15.6766 | 14.6621 | 14.1649 | 13.6613 | 11.9064 | 9.9253 | 8.6057 | 7.9428 |  | 14.4496 | 11.4759 | 10.5419 | 10.1785 | 9.301 | 8.8394 | 8.2752 | 7.8386 | 7.1361 | 6.558 | 5.9752 | 3.996 | 1.806 | 0.41093 | -0.014737 |  | 21.4496 | 18.4759 | 17.5419 | 17.1785 | 16.301 | 15.8394 | 15.2752 | 14.8386 | 14.1361 | 13.558 | 12.9752 | 10.996 | 8.806 | 7.4109 | 6.9853 |  | 14.4496 | 9.1338 | 7.9022 | 7.5559 | 6.6209 | 6.1294 | 5.5534 | 5.2245 | 4.6703 | 4.2415 | 3.8507 | 0.20243 | -9.8729 | -18.2354 | -23.8155 |  | 21.4496 | 16.1338 | 14.9022 | 14.5559 | 13.6209 | 13.1294 | 12.5534 | 12.2245 | 11.6703 | 11.2415 | 10.8507 | 7.2024 | -2.8729 | -11.2354 | -16.8155 |  | 14.4496 | 8.7183 | 7.5374 | 7.286 | 6.444 | 6.0706 | 5.6016 | 5.0517 | 2.8004 | 0.61135 | -1.5744 | -8.3273 | -17.5655 | -23.3821 | -22.3975 |  | 21.4496 | 15.7183 | 14.5374 | 14.286 | 13.444 | 13.0706 | 12.6016 | 12.0517 | 9.8004 | 7.6113 | 5.4256 | -1.3273 | -10.5655 | -16.3821 | -15.3975 |  | 363389 | 403254 | ATHERTON | KEARSLEY
| Hollinwood | 14.1469 | 13.8467 | 13.58 | 13.3792 | 13.1179 | 12.937 | 12.689 | 12.4305 | 12.1916 | 12.0067 | 11.8115 | 10.716 | 7.8383 | 5.52 | 3.7956 |  | 18.7839 | 18.4837 | 18.217 | 18.0162 | 17.7549 | 17.574 | 17.326 | 17.0675 | 16.8286 | 16.6437 | 16.4485 | 15.353 | 12.4753 | 10.157 | 8.4326 |  | 14.1469 | 13.8191 | 13.7395 | 13.6944 | 13.5901 | 13.5852 | 13.4554 | 13.223 | 12.9751 | 12.8519 | 12.705 | 12.2651 | 11.6638 | 11.2747 | 11.0279 |  | 18.7839 | 18.4561 | 18.3765 | 18.3314 | 18.2271 | 18.2222 | 18.0924 | 17.86 | 17.6121 | 17.4889 | 17.342 | 16.9021 | 16.3008 | 15.9117 | 15.6649 |  | 14.1469 | 13.8679 | 13.6269 | 13.4516 | 13.2278 | 13.1081 | 12.9331 | 12.7293 | 12.5218 | 12.3474 | 12.1497 | 11.5138 | 10.7024 | 10.2067 | 9.9509 |  | 18.7839 | 18.5049 | 18.2639 | 18.0886 | 17.8648 | 17.7451 | 17.5701 | 17.3663 | 17.1588 | 16.9844 | 16.7867 | 16.1508 | 15.3394 | 14.8437 | 14.5879 |  | 14.1469 | 13.8759 | 13.6396 | 13.464 | 13.2321 | 13.0926 | 12.9054 | 12.7195 | 12.5386 | 12.39 | 12.1979 | 11.1071 | 8.422 | 6.31 | 4.7799 |  | 18.7839 | 18.5129 | 18.2766 | 18.101 | 17.8691 | 17.7296 | 17.5424 | 17.3565 | 17.1756 | 17.027 | 16.8349 | 15.7441 | 13.059 | 10.947 | 9.4169 |  | 14.1469 | 13.9033 | 13.6949 | 13.5369 | 13.3236 | 13.2098 | 13.0454 | 12.8116 | 12.1992 | 11.5973 | 10.9735 | 9.1477 | 6.6034 | 5.0372 | 5.1625 |  | 18.7839 | 18.5403 | 18.3319 | 18.1739 | 17.9606 | 17.8468 | 17.6824 | 17.4486 | 16.8362 | 16.2343 | 15.6105 | 13.7847 | 11.2404 | 9.6742 | 9.7995 |  | 390287 | 402592 | CHADDERTON | WHITEGATE
| Holme Rd | 9.2248 | 7.8616 | 7.3025 | 7.0968 | 6.6859 | 6.2478 | 5.8849 | 5.57 | 5.18 | 4.8015 | 4.4971 | 2.1164 | -4.6472 | -10.3452 | -14.1625 |  | 13.3618 | 11.9986 | 11.4395 | 11.2338 | 10.8229 | 10.3848 | 10.0219 | 9.707 | 9.317 | 8.9385 | 8.6341 | 6.2534 | -0.5102 | -6.2082 | -10.0255 |  | 9.2248 | 8.1295 | 7.8696 | 7.8285 | 7.5625 | 7.286 | 6.9751 | 6.5359 | 5.9888 | 5.6736 | 5.4122 | 4.5889 | 3.6409 | 3.0704 | 2.935 |  | 13.3618 | 12.2665 | 12.0066 | 11.9655 | 11.6995 | 11.423 | 11.1121 | 10.6729 | 10.1258 | 9.8106 | 9.5492 | 8.7259 | 7.7779 | 7.2074 | 7.072 |  | 9.2248 | 8.1707 | 7.6933 | 7.5163 | 7.1662 | 6.8413 | 6.6068 | 6.3832 | 6.0294 | 5.6581 | 5.3407 | 4.3711 | 3.2675 | 2.6141 | 2.532 |  | 13.3618 | 12.3077 | 11.8303 | 11.6533 | 11.3032 | 10.9783 | 10.7438 | 10.5202 | 10.1664 | 9.7951 | 9.4777 | 8.5081 | 7.4045 | 6.7511 | 6.669 |  | 9.2248 | 7.7595 | 7.2217 | 7.0514 | 6.6877 | 6.3436 | 6.1163 | 5.9677 | 5.7192 | 5.4319 | 5.2239 | 3.0434 | -3.3942 | -8.8413 | -12.4222 |  | 13.3618 | 11.8965 | 11.3587 | 11.1884 | 10.8247 | 10.4806 | 10.2533 | 10.1047 | 9.8562 | 9.5689 | 9.3609 | 7.1804 | 0.74282 | -4.7043 | -8.2852 |  | 9.2248 | 7.7598 | 7.2828 | 7.1491 | 6.83 | 6.5547 | 6.3875 | 6.0581 | 4.6631 | 3.1923 | 1.7881 | -2.4279 | -8.423 | -12.189 | -11.3826 |  | 13.3618 | 11.8968 | 11.4198 | 11.2861 | 10.967 | 10.6917 | 10.5245 | 10.1951 | 8.8001 | 7.3293 | 5.9251 | 1.7091 | -4.286 | -8.052 | -7.2456 |  | 352311 | 429141 | RIBBLE | PENWORTHAM
| Holt St | 6.325 | 5.3745 | 4.8611 | 4.5091 | 4.0141 | 3.6097 | 3.1899 | 2.8156 | 2.3592 | 1.9609 | 1.5547 | -0.90645 | -6.9394 | -12.056 | -15.678 |  | 9.825 | 8.8745 | 8.3611 | 8.0091 | 7.5141 | 7.1097 | 6.6899 | 6.3156 | 5.8592 | 5.4609 | 5.0547 | 2.5936 | -3.4394 | -8.556 | -12.178 |  | 6.325 | 5.5895 | 5.3969 | 5.2333 | 4.8917 | 4.6371 | 4.2541 | 3.7476 | 3.1533 | 2.8106 | 2.4858 | 1.4777 | 0.23976 | -0.62674 | -1.1192 |  | 9.825 | 9.0895 | 8.8969 | 8.7333 | 8.3917 | 8.1371 | 7.7541 | 7.2476 | 6.6533 | 6.3106 | 5.9858 | 4.9777 | 3.7398 | 2.8733 | 2.3808 |  | 6.325 | 5.6051 | 5.1489 | 4.8374 | 4.4079 | 4.1083 | 3.8123 | 3.4876 | 3.073 | 2.6842 | 2.2458 | 0.8905 | -0.71448 | -1.7576 | -2.2514 |  | 9.825 | 9.1051 | 8.6489 | 8.3374 | 7.9079 | 7.6083 | 7.3123 | 6.9876 | 6.573 | 6.1842 | 5.7458 | 4.3905 | 2.7855 | 1.7424 | 1.2486 |  | 6.325 | 5.3159 | 4.8456 | 4.5265 | 4.076 | 3.7573 | 3.4642 | 3.1018 | 2.6485 | 2.1651 | 1.68 | -0.97253 | -7.1059 | -11.8152 | -14.8002 |  | 9.825 | 8.8159 | 8.3456 | 8.0265 | 7.576 | 7.2573 | 6.9642 | 6.6018 | 6.1485 | 5.6651 | 5.18 | 2.5275 | -3.6059 | -8.3152 | -11.3002 |  | 6.325 | 5.3152 | 4.8909 | 4.5998 | 4.1679 | 3.8817 | 3.6099 | 2.9984 | 1.6221 | 0.19978 | -1.2311 | -5.4621 | -11.1454 | -14.4005 | -13.9924 |  | 9.825 | 8.8152 | 8.3909 | 8.0998 | 7.6679 | 7.3817 | 7.1099 | 6.4984 | 5.1221 | 3.6998 | 2.2689 | -1.9621 | -7.6454 | -10.9005 | -10.4924 |  | 378620 | 416362 | BURY | KEARSLEY
| Hurst | 7.176 | 6.4975 | 6.157 | 5.9491 | 5.5982 | 5.2536 | 4.9295 | 4.6385 | 4.303 | 4.0014 | 3.7536 | 2.0072 | -3.102 | -7.1489 | -9.9911 |  | 10.676 | 9.9975 | 9.657 | 9.4491 | 9.0982 | 8.7536 | 8.4295 | 8.1385 | 7.803 | 7.5014 | 7.2536 | 5.5072 | 0.39798 | -3.6489 | -6.4911 |  | 7.176 | 6.4665 | 6.3416 | 6.3066 | 6.1202 | 5.9641 | 5.7505 | 5.4259 | 5.0325 | 4.8054 | 4.6038 | 4.0422 | 3.3281 | 2.981 | 2.8463 |  | 10.676 | 9.9665 | 9.8416 | 9.8066 | 9.6202 | 9.4641 | 9.2505 | 8.9259 | 8.5325 | 8.3054 | 8.1038 | 7.5422 | 6.8281 | 6.481 | 6.3463 |  | 7.176 | 6.5252 | 6.2192 | 6.0587 | 5.7844 | 5.5649 | 5.3868 | 5.2055 | 4.9393 | 4.6686 | 4.4233 | 3.723 | 2.7284 | 2.2604 | 2.1945 |  | 10.676 | 10.0252 | 9.7192 | 9.5587 | 9.2844 | 9.0649 | 8.8868 | 8.7055 | 8.4393 | 8.1686 | 7.9233 | 7.223 | 6.2284 | 5.7604 | 5.6945 |  | 7.176 | 6.5349 | 6.2377 | 6.0619 | 5.7533 | 5.485 | 5.2703 | 5.1131 | 4.8931 | 4.6599 | 4.3769 | 2.6495 | -1.9875 | -5.751 | -8.3967 |  | 10.676 | 10.0349 | 9.7377 | 9.5619 | 9.2533 | 8.985 | 8.7703 | 8.6131 | 8.3931 | 8.1599 | 7.8769 | 6.1495 | 1.5125 | -2.251 | -4.8967 |  | 7.176 | 6.5784 | 6.3248 | 6.1676 | 5.884 | 5.6584 | 5.4821 | 5.2111 | 4.1292 | 2.9995 | 1.9068 | -1.2353 | -5.6932 | -8.2557 | -7.5835 |  | 10.676 | 10.0784 | 9.8248 | 9.6676 | 9.384 | 9.1584 | 8.9821 | 8.7111 | 7.6292 | 6.4995 | 5.4068 | 2.2647 | -2.1932 | -4.7557 | -4.0835 |  | 394658 | 400360 | HARTSHEAD-HEYROD | STALYBRIDGE
| Hutton End & Skelton C | 11.3087 | 10.9655 | 10.6715 | 10.3794 | 10.1276 | 9.7638 | 9.4488 | 9.1704 | 8.8108 | 8.4746 | 8.1188 | 6.8188 | 4.3525 | 2.1233 | -0.9493 |  | 20.9487 | 20.6055 | 20.3115 | 20.0194 | 19.7676 | 19.4038 | 19.0888 | 18.8104 | 18.4508 | 18.1146 | 17.7588 | 16.4588 | 13.9925 | 11.7633 | 8.6907 |  | 11.3087 | 11.0563 | 11.0129 | 10.9474 | 10.9172 | 10.8269 | 10.7183 | 10.5703 | 10.3063 | 10.1646 | 10.0063 | 9.303 | 7.7922 | 6.2302 | 4.7273 |  | 20.9487 | 20.6963 | 20.6529 | 20.5874 | 20.5572 | 20.4669 | 20.3583 | 20.2103 | 19.9463 | 19.8046 | 19.6463 | 18.943 | 17.4322 | 15.8702 | 14.3673 |  | 11.3087 | 11.071 | 10.848 | 10.6642 | 10.5454 | 10.3735 | 10.2524 | 10.1274 | 9.7776 | 9.4445 | 9.0947 | 8.0458 | 6.6108 | 5.2392 | 4.1321 |  | 20.9487 | 20.711 | 20.488 | 20.3042 | 20.1854 | 20.0135 | 19.8924 | 19.7674 | 19.4176 | 19.0845 | 18.7347 | 17.6858 | 16.2508 | 14.8792 | 13.7721 |  | 11.3087 | 10.9635 | 10.6885 | 10.4149 | 10.1716 | 9.7946 | 9.4679 | 9.1847 | 8.7961 | 8.379 | 7.9165 | 5.8055 | 0.67893 | -2.8118 | -4.5025 |  | 20.9487 | 20.6035 | 20.3285 | 20.0549 | 19.8116 | 19.4346 | 19.1079 | 18.8247 | 18.4361 | 18.019 | 17.5565 | 15.4455 | 10.3189 | 6.8282 | 5.1375 |  | 11.3087 | 10.962 | 10.68 | 10.342 | 10.0152 | 9.5933 | 9.2018 | 8.8307 | 8.1657 | 7.4738 | 6.72 | 3.2247 | -1.5865 | -4.0174 | -4.4331 |  | 20.9487 | 20.602 | 20.32 | 19.982 | 19.6552 | 19.2333 | 18.8418 | 18.4707 | 17.8057 | 17.1138 | 16.36 | 12.8647 | 8.0535 | 5.6226 | 5.2069 |  | 345810 | 538827 | PENRITH & SHAP | HUTTON
| Hyde | 7.6358 | 6.6466 | 6.1676 | 5.6693 | 5.0526 | 4.4959 | 3.91 | 3.4385 | 3.0355 | 2.5847 | 2.2923 | 0.17112 | -5.8793 | -10.6944 | -14.0415 |  | 12.2728 | 11.2836 | 10.8046 | 10.3063 | 9.6896 | 9.1329 | 8.547 | 8.0755 | 7.6725 | 7.2217 | 6.9293 | 4.8081 | -1.2423 | -6.0574 | -9.4045 |  | 7.6358 | 6.8035 | 6.5959 | 6.4077 | 6.0246 | 5.6893 | 5.2481 | 4.6506 | 4.072 | 3.7059 | 3.4658 | 2.6728 | 1.5435 | 0.87624 | 0.46052 |  | 12.2728 | 11.4405 | 11.2329 | 11.0447 | 10.6616 | 10.3263 | 9.8851 | 9.2876 | 8.709 | 8.3429 | 8.1028 | 7.3098 | 6.1805 | 5.5132 | 5.0975 |  | 7.6358 | 6.8867 | 6.477 | 6.0215 | 5.4733 | 5.0215 | 4.5546 | 4.177 | 3.8239 | 3.3919 | 3.0899 | 2.117 | 0.76534 | -0.02114 | -0.37198 |  | 12.2728 | 11.5237 | 11.114 | 10.6585 | 10.1103 | 9.6585 | 9.1916 | 8.814 | 8.4609 | 8.0289 | 7.7269 | 6.754 | 5.4023 | 4.6159 | 4.265 |  | 7.6358 | 6.5921 | 6.1503 | 5.6923 | 5.1238 | 4.6434 | 4.1657 | 3.8264 | 3.5355 | 3.1722 | 2.9558 | 0.98716 | -4.7789 | -9.3179 | -12.355 |  | 12.2728 | 11.2291 | 10.7873 | 10.3293 | 9.7608 | 9.2804 | 8.8027 | 8.4634 | 8.1725 | 7.8092 | 7.5928 | 5.6242 | -0.14195 | -4.6809 | -7.718 |  | 7.6358 | 6.6088 | 6.2319 | 5.831 | 5.3231 | 4.9139 | 4.5002 | 4.0618 | 2.8332 | 1.485 | 0.25751 | -3.4311 | -8.7756 | -11.8954 | -11.2904 |  | 12.2728 | 11.2458 | 10.8689 | 10.468 | 9.9601 | 9.5509 | 9.1372 | 8.6988 | 7.4702 | 6.122 | 4.8945 | 1.2059 | -4.1386 | -7.2584 | -6.6534 |  | 395215 | 395126 | HYDE | STALYBRIDGE
| Hyndburn Rd | 4.6502 | 4.5858 | 4.4365 | 4.2292 | 4.0429 | 3.8783 | 3.7017 | 3.5348 | 3.3662 | 3.236 | 3.1277 | 2.3829 | 0.16428 | -1.951 | -3.3758 |  | 16.9502 | 16.8858 | 16.7365 | 16.5292 | 16.3429 | 16.1783 | 16.0017 | 15.8348 | 15.6662 | 15.536 | 15.4277 | 14.6829 | 12.4643 | 10.349 | 8.9242 |  | 4.6502 | 4.5391 | 4.6044 | 4.5926 | 4.6015 | 4.6479 | 4.6037 | 4.4778 | 4.1492 | 4.1309 | 4.1128 | 4.0838 | 4.0528 | 4.0464 | 4.056 |  | 16.9502 | 16.8391 | 16.9044 | 16.8926 | 16.9015 | 16.9479 | 16.9037 | 16.7778 | 16.4492 | 16.4309 | 16.4128 | 16.3838 | 16.3528 | 16.3464 | 16.356 |  | 4.6502 | 4.6069 | 4.469 | 4.2779 | 4.11 | 3.9732 | 3.8294 | 3.6888 | 3.5317 | 3.406 | 3.2971 | 2.9836 | 2.5774 | 2.3634 | 2.2929 |  | 16.9502 | 16.9069 | 16.769 | 16.5779 | 16.41 | 16.2732 | 16.1294 | 15.9888 | 15.8317 | 15.706 | 15.5971 | 15.2836 | 14.8774 | 14.6634 | 14.5929 |  | 4.6502 | 4.6075 | 4.4793 | 4.2892 | 4.1164 | 3.9654 | 3.8034 | 3.6546 | 3.4933 | 3.3656 | 3.2593 | 2.5187 | 0.42524 | -1.5348 | -2.7004 |  | 16.9502 | 16.9075 | 16.7793 | 16.5892 | 16.4164 | 16.2654 | 16.1034 | 15.9546 | 15.7933 | 15.6656 | 15.5593 | 14.8187 | 12.7252 | 10.7652 | 9.5996 |  | 4.6502 | 4.6375 | 4.5422 | 4.3797 | 4.2317 | 4.1083 | 3.9713 | 3.7876 | 3.2698 | 2.7598 | 2.2718 | 0.87924 | -1.5137 | -2.7828 | -2.2672 |  | 16.9502 | 16.9375 | 16.8422 | 16.6797 | 16.5317 | 16.4083 | 16.2713 | 16.0876 | 15.5698 | 15.0598 | 14.5718 | 13.1792 | 10.7863 | 9.5172 | 10.0328 |  | 375688 | 428877 | HUNCOAT | PADIHAM
| India St | 14.4661 | 13.6838 | 13.332 | 13.1429 | 12.8394 | 12.5171 | 12.2274 | 11.9869 | 11.6782 | 10.9669 | 10.7428 | 7.2028 | 2.1943 | -1.5763 | -3.9835 |  | 19.1031 | 18.3208 | 17.969 | 17.7799 | 17.4764 | 17.1541 | 16.8644 | 16.6239 | 16.3152 | 15.6039 | 15.3798 | 11.8398 | 6.8313 | 3.0607 | 0.65353 |  | 14.4661 | 13.7366 | 13.5698 | 13.4989 | 13.3 | 13.09 | 12.849 | 12.5462 | 12.1501 | 11.9223 | 11.725 | 11.0738 | 10.308 | 9.8002 | 9.5568 |  | 19.1031 | 18.3736 | 18.2068 | 18.1359 | 17.937 | 17.727 | 17.486 | 17.1832 | 16.7871 | 16.5593 | 16.362 | 15.7108 | 14.945 | 14.4372 | 14.1938 |  | 14.4661 | 13.7222 | 13.4079 | 13.2521 | 12.9986 | 12.7546 | 12.5563 | 12.3833 | 12.1022 | 11.3946 | 11.1571 | 8.5609 | 7.2961 | 6.732 | 6.5939 |  | 19.1031 | 18.3592 | 18.0449 | 17.8891 | 17.6356 | 17.3916 | 17.1933 | 17.0203 | 16.7392 | 16.0316 | 15.7941 | 13.1979 | 11.9331 | 11.369 | 11.2309 |  | 14.4661 | 13.6517 | 13.3185 | 13.1521 | 12.8774 | 12.6059 | 12.389 | 12.238 | 12.0052 | 11.3457 | 11.1669 | 7.7372 | 2.1145 | -1.5169 | -3.7247 |  | 19.1031 | 18.2887 | 17.9555 | 17.7891 | 17.5144 | 17.2429 | 17.026 | 16.875 | 16.6422 | 15.9827 | 15.8039 | 12.3742 | 6.7515 | 3.1201 | 0.91235 |  | 14.4661 | 13.6625 | 13.3625 | 13.2273 | 12.9844 | 12.7543 | 12.5744 | 11.8715 | 9.0191 | 7.995 | 6.2448 | 2.8464 | -1.1963 | -3.6503 | -2.9843 |  | 19.1031 | 18.2995 | 17.9995 | 17.8643 | 17.6214 | 17.3913 | 17.2114 | 16.5085 | 13.6561 | 12.632 | 10.8818 | 7.4834 | 3.4407 | 0.98671 | 1.6527 |  | 369485 | 421865 | LOWER DARWEN | ROCHDALE
| Ingleton | 1.7826 | 1.6421 | 1.5134 | 1.4105 | 1.2719 | 1.1248 | 0.98263 | 0.85461 | 0.71992 | 0.5948 | 0.48772 | 0.0039865 | -1.0049 | -1.6844 | -2.1844 |  | 9.7826 | 9.6421 | 9.5134 | 9.4105 | 9.2719 | 9.1248 | 8.9826 | 8.8546 | 8.7199 | 8.5948 | 8.4877 | 8.004 | 6.9951 | 6.3156 | 5.8156 |  | 1.7826 | 1.6565 | 1.6044 | 1.5606 | 1.4798 | 1.3958 | 1.294 | 1.1632 | 1.0145 | 0.92653 | 0.84699 | 0.58869 | 0.22815 | 0.0059735 | -0.12567 |  | 9.7826 | 9.6565 | 9.6044 | 9.5606 | 9.4798 | 9.3958 | 9.294 | 9.1632 | 9.0145 | 8.9265 | 8.847 | 8.5887 | 8.2282 | 8.006 | 7.8743 |  | 1.7826 | 1.6693 | 1.5623 | 1.4848 | 1.3817 | 1.2826 | 1.1937 | 1.1071 | 0.98876 | 0.86738 | 0.75489 | 0.42489 | 0.034085 | -0.1703 | -0.21196 |  | 9.7826 | 9.6693 | 9.5623 | 9.4848 | 9.3817 | 9.2826 | 9.1937 | 9.1071 | 8.9888 | 8.8674 | 8.7549 | 8.4249 | 8.0341 | 7.8297 | 7.788 |  | 1.7826 | 1.6454 | 1.5251 | 1.4286 | 1.2984 | 1.1679 | 1.0515 | 0.9551 | 0.84747 | 0.73844 | 0.64833 | 0.20606 | -0.74409 | -1.384 | -1.8495 |  | 9.7826 | 9.6454 | 9.5251 | 9.4286 | 9.2984 | 9.1679 | 9.0515 | 8.9551 | 8.8475 | 8.7384 | 8.6483 | 8.2061 | 7.2559 | 6.616 | 6.1505 |  | 1.7826 | 1.6524 | 1.5376 | 1.4445 | 1.3216 | 1.2047 | 1.1028 | 1.01 | 0.78438 | 0.53996 | 0.30754 | -0.37365 | -1.2204 | -1.6776 | -1.6248 |  | 9.7826 | 9.6524 | 9.5376 | 9.4445 | 9.3216 | 9.2047 | 9.1028 | 9.01 | 8.7844 | 8.54 | 8.3075 | 7.6264 | 6.7796 | 6.3224 | 6.3752 |  | 368913 | 472337 | KENDAL (PARKSIDE RD) | HUTTON
| Irlam | 7.0457 | 4.0074 | 3.7206 | 3.5777 | 3.1356 | 2.7602 | 2.4734 | 1.8533 | 1.524 | 1.2214 | 1.0122 | -1.096 | -7.6011 | -13.1742 | -17.5759 |  | 11.1857 | 8.1474 | 7.8606 | 7.7177 | 7.2756 | 6.9002 | 6.6134 | 5.9933 | 5.664 | 5.3614 | 5.1522 | 3.044 | -3.4611 | -9.0342 | -13.4359 |  | 7.0457 | 5.7102 | 5.8933 | 5.9658 | 5.7687 | 5.6758 | 5.553 | 4.9907 | 4.6111 | 4.4363 | 4.3232 | 3.6966 | 2.559 | 1.6677 | 0.92721 |  | 11.1857 | 9.8502 | 10.0333 | 10.1058 | 9.9087 | 9.8158 | 9.693 | 9.1307 | 8.7511 | 8.5763 | 8.4632 | 7.8366 | 6.699 | 5.8077 | 5.0672 |  | 7.0457 | 5.3207 | 5.2014 | 5.0916 | 4.7248 | 4.4699 | 4.3166 | 3.8384 | 3.5684 | 3.2941 | 3.088 | 2.1602 | 0.78339 | -0.40086 | -1.0857 |  | 11.1857 | 9.4607 | 9.3414 | 9.2316 | 8.8648 | 8.6099 | 8.4566 | 7.9784 | 7.7084 | 7.4341 | 7.228 | 6.3002 | 4.9234 | 3.7391 | 3.0543 |  | 7.0457 | 3.1516 | 2.8213 | 2.7329 | 2.3268 | 1.9839 | 1.7505 | 1.1872 | 0.6896 | 0.35416 | -0.048295 | -2.3566 | -8.9569 | -14.4707 | -18.4278 |  | 11.1857 | 7.2916 | 6.9613 | 6.8729 | 6.4668 | 6.1239 | 5.8905 | 5.3272 | 4.8296 | 4.4942 | 4.0917 | 1.7834 | -4.8169 | -10.3307 | -14.2878 |  | 7.0457 | 2.7555 | 2.435 | 2.3709 | 1.9511 | 1.6104 | 1.3573 | 0.60205 | -0.77978 | -2.157 | -3.4851 | -7.7887 | -14.3626 | -18.1461 | -18.0673 |  | 11.1857 | 6.8955 | 6.575 | 6.5109 | 6.0911 | 5.7504 | 5.4973 | 4.742 | 3.3602 | 1.983 | 0.65494 | -3.6487 | -10.2226 | -14.0061 | -13.9273 |  | 371680 | 393360 | CARRINGTON BSP | CARRINGTON
| James St | 3.71 | 1.4053 | 0.47428 | 0.15267 | -0.52362 | -1.0065 | -0.87045 | -1.4778 | -1.7806 | -2.0846 | -2.2136 | -3.8027 | -8.9889 | -13.266 | -16.0514 |  | 7.847 | 5.5423 | 4.6113 | 4.2897 | 3.6134 | 3.1305 | 3.2665 | 2.6592 | 2.3564 | 2.0524 | 1.9234 | 0.33433 | -4.8519 | -9.129 | -11.9144 |  | 3.71 | 3.4163 | 3.3537 | 3.3607 | 3.0789 | 2.9593 | 2.9306 | 2.6477 | 2.1439 | 1.9858 | 1.9185 | 1.4525 | 0.99225 | 0.70985 | 0.68334 |  | 7.847 | 7.5533 | 7.4907 | 7.4977 | 7.2159 | 7.0963 | 7.0676 | 6.7847 | 6.2809 | 6.1228 | 6.0555 | 5.5895 | 5.1292 | 4.8469 | 4.8203 |  | 3.71 | 3.2903 | 2.7585 | 2.4554 | 1.8459 | 1.4332 | 1.6159 | 1.0583 | 0.77547 | 0.48296 | 0.33861 | -0.35911 | -1.2095 | -1.714 | -1.8055 |  | 7.847 | 7.4273 | 6.8955 | 6.5924 | 5.9829 | 5.5702 | 5.7529 | 5.1953 | 4.9125 | 4.62 | 4.4756 | 3.7779 | 2.9275 | 2.423 | 2.3315 |  | 3.71 | 0.51358 | -0.56326 | -0.84872 | -1.5169 | -1.9813 | -1.7632 | -2.3766 | -2.6629 | -2.9671 | -3.0898 | -4.6043 | -9.1989 | -13.1965 | -15.4788 |  | 7.847 | 4.6506 | 3.5737 | 3.2883 | 2.6201 | 2.1557 | 2.3738 | 1.7604 | 1.4741 | 1.1699 | 1.0472 | -0.46725 | -5.0619 | -9.0595 | -11.3418 |  | 3.71 | 0.10254 | -1.0079 | -1.2342 | -1.8559 | -2.2672 | -1.9943 | -2.6607 | -3.6435 | -4.6952 | -5.5549 | -8.815 | -13.4527 | -16.1551 | -15.1468 |  | 7.847 | 4.2395 | 3.1291 | 2.9028 | 2.2811 | 1.8698 | 2.1427 | 1.4763 | 0.49347 | -0.55819 | -1.4179 | -4.678 | -9.3157 | -12.0181 | -11.0098 |  | 340034 | 555418 | CARLISLE | HARKER
| Kay St | 14.0485 | 13.4541 | 13.151 | 12.8268 | 12.5261 | 12.2214 | 11.8955 | 11.6118 | 11.3375 | 11.0359 | 10.7715 | 9.0032 | 3.9922 | 0.050329 | -2.5464 |  | 18.1855 | 17.5911 | 17.288 | 16.9638 | 16.6631 | 16.3584 | 16.0325 | 15.7488 | 15.4745 | 15.1729 | 14.9085 | 13.1402 | 8.1292 | 4.1873 | 1.5906 |  | 14.0485 | 13.533 | 13.451 | 13.2834 | 13.1206 | 12.9681 | 12.7117 | 12.3623 | 11.9714 | 11.7208 | 11.4918 | 10.8933 | 10.1803 | 9.8812 | 9.7967 |  | 18.1855 | 17.67 | 17.588 | 17.4204 | 17.2576 | 17.1051 | 16.8487 | 16.4993 | 16.1084 | 15.8578 | 15.6288 | 15.0303 | 14.3173 | 14.0182 | 13.9337 |  | 14.0485 | 13.5803 | 13.3189 | 13.0266 | 12.7728 | 12.5461 | 12.3152 | 12.1006 | 11.858 | 11.5661 | 11.295 | 10.5073 | 9.5325 | 9.1181 | 9.0538 |  | 18.1855 | 17.7173 | 17.4559 | 17.1636 | 16.9098 | 16.6831 | 16.4522 | 16.2376 | 15.995 | 15.7031 | 15.432 | 14.6443 | 13.6695 | 13.2551 | 13.1908 |  | 14.0485 | 13.4371 | 13.1632 | 12.8678 | 12.6022 | 12.3687 | 12.1495 | 11.9962 | 11.7728 | 11.4382 | 11.146 | 9.3932 | 4.7818 | 1.1983 | -1.1987 |  | 18.1855 | 17.5741 | 17.3002 | 17.0048 | 16.7392 | 16.5057 | 16.2865 | 16.1332 | 15.9098 | 15.5752 | 15.283 | 13.5302 | 8.9188 | 5.3353 | 2.9383 |  | 14.0485 | 13.4494 | 13.2082 | 12.9335 | 12.6894 | 12.4848 | 12.2924 | 11.9917 | 10.9497 | 9.8091 | 8.7009 | 5.5593 | 1.127 | -1.337 | -0.52954 |  | 18.1855 | 17.5864 | 17.3452 | 17.0705 | 16.8264 | 16.6218 | 16.4294 | 16.1287 | 15.0867 | 13.9461 | 12.8379 | 9.6963 | 5.264 | 2.8 | 3.6075 |  | 373863 | 427594 | HUNCOAT | PADIHAM
| Kendal | 4.6698 | 2.635 | 1.766 | 1.4656 | 0.68476 | -0.068448 | -0.31705 | -1.1159 | -1.6337 | -2.1875 | -2.5457 | -5.2272 | -12.2231 | -17.8868 | -21.8204 |  | 8.8098 | 6.775 | 5.906 | 5.6056 | 4.8248 | 4.0716 | 3.823 | 3.0241 | 2.5063 | 1.9525 | 1.5943 | -1.0872 | -8.0831 | -13.7468 | -17.6804 |  | 4.6698 | 3.4457 | 3.098 | 3.0374 | 2.5372 | 2.0865 | 1.9934 | 1.205 | 0.6011 | 0.24218 | 0.023043 | -1.0045 | -2.5232 | -3.7293 | -4.4062 |  | 8.8098 | 7.5857 | 7.238 | 7.1774 | 6.6772 | 6.2265 | 6.1334 | 5.345 | 4.7411 | 4.3822 | 4.163 | 3.1355 | 1.6168 | 0.4107 | -0.26621 |  | 4.6698 | 3.24 | 2.5562 | 2.3443 | 1.7162 | 1.1878 | 1.1584 | 0.55784 | 0.098888 | -0.43924 | -0.82797 | -2.2598 | -4.0509 | -5.3152 | -5.6062 |  | 8.8098 | 7.38 | 6.6962 | 6.4843 | 5.8562 | 5.3278 | 5.2984 | 4.6978 | 4.2389 | 3.7008 | 3.312 | 1.8802 | 0.089081 | -1.1752 | -1.4662 |  | 4.6698 | 2.2113 | 1.2984 | 1.043 | 0.30715 | -0.36475 | -0.49293 | -1.153 | -1.5575 | -2.0301 | -2.2983 | -4.8073 | -11.5094 | -16.9039 | -20.5653 |  | 8.8098 | 6.3513 | 5.4384 | 5.183 | 4.4472 | 3.7753 | 3.6471 | 2.987 | 2.5825 | 2.1099 | 1.8417 | -0.6673 | -7.3694 | -12.7639 | -16.4253 |  | 4.6698 | 2.0566 | 1.1718 | 0.96147 | 0.28425 | -0.26768 | -0.30081 | -1.0207 | -2.4667 | -4.0525 | -5.4328 | -9.9087 | -16.0716 | -19.9386 | -19.3771 |  | 8.8098 | 6.1966 | 5.3118 | 5.1015 | 4.4242 | 3.8723 | 3.8392 | 3.1193 | 1.6733 | 0.087542 | -1.2928 | -5.7687 | -11.9316 | -15.7986 | -15.2371 |  | 351915 | 491858 | KENDAL (PARKSIDE RD) | HUTTON
| Keswick | 3.3155 | 2.2664 | 1.9295 | 1.7196 | 1.4043 | 1.1881 | 1.0455 | 0.84702 | 0.60303 | 0.4702 | 0.31513 | -0.60581 | -4.0225 | -6.3684 | -8.2607 |  | 5.8155 | 4.7664 | 4.4295 | 4.2196 | 3.9043 | 3.6881 | 3.5455 | 3.347 | 3.103 | 2.9702 | 2.8151 | 1.8942 | -1.5225 | -3.8684 | -5.7607 |  | 3.3155 | 2.9857 | 2.9481 | 2.8363 | 2.6062 | 2.4484 | 2.2552 | 1.8996 | 1.3814 | 1.3312 | 1.3192 | 1.1994 | 0.79656 | 0.57066 | 0.3807 |  | 5.8155 | 5.4857 | 5.4481 | 5.3363 | 5.1062 | 4.9484 | 4.7552 | 4.3996 | 3.8814 | 3.8312 | 3.8192 | 3.6994 | 3.2966 | 3.0707 | 2.8807 |  | 3.3155 | 2.9232 | 2.7113 | 2.5034 | 2.2022 | 1.9972 | 1.8611 | 1.672 | 1.429 | 1.2922 | 1.1991 | 0.71771 | 0.03908 | -0.46025 | -0.4633 |  | 5.8155 | 5.4232 | 5.2113 | 5.0034 | 4.7022 | 4.4972 | 4.3611 | 4.172 | 3.929 | 3.7922 | 3.6991 | 3.2177 | 2.5391 | 2.0398 | 2.0367 |  | 3.3155 | 1.8913 | 1.4985 | 1.3014 | 0.98925 | 0.78622 | 0.66527 | 0.49339 | 0.26024 | 0.1348 | -0.019578 | -0.79473 | -3.8668 | -6.0229 | -7.7292 |  | 5.8155 | 4.3913 | 3.9985 | 3.8014 | 3.4893 | 3.2862 | 3.1653 | 2.9934 | 2.7602 | 2.6348 | 2.4804 | 1.7053 | -1.3668 | -3.5229 | -5.2292 |  | 3.3155 | 1.7396 | 1.3584 | 1.2118 | 0.95311 | 0.80889 | 0.74975 | 0.60392 | 0.038861 | -0.43527 | -0.93432 | -2.9522 | -5.7974 | -7.3078 | -7.0683 |  | 5.8155 | 4.2396 | 3.8584 | 3.7118 | 3.4531 | 3.3089 | 3.2497 | 3.1039 | 2.5389 | 2.0647 | 1.5657 | -0.45224 | -3.2974 | -4.8078 | -4.5683 |  | 327022 | 523784 | STAINBURN & SIDDICK | HARKER
| Kingsway | 25.6113 | 21.7991 | 21.3425 | 21.2681 | 21.0975 | 20.9687 | 20.9946 | 20.9245 | 20.7075 | 20.7651 | 20.7179 | 20.4023 | 19.665 | 19.0593 | 18.3836 |  | 40.6113 | 36.7991 | 36.3425 | 36.2681 | 36.0975 | 35.9687 | 35.9946 | 35.9245 | 35.7075 | 35.7651 | 35.7179 | 35.4023 | 34.665 | 34.0593 | 33.3836 |  | 25.6113 | 24.8265 | 24.8409 | 24.8641 | 24.8748 | 24.9239 | 24.9873 | 25.0038 | 24.8877 | 24.8802 | 24.8611 | 24.7301 | 24.4643 | 24.1584 | 23.8648 |  | 40.6113 | 39.8265 | 39.8409 | 39.8641 | 39.8748 | 39.9239 | 39.9873 | 40.0038 | 39.8877 | 39.8802 | 39.8611 | 39.7301 | 39.4643 | 39.1584 | 38.8648 |  | 25.6113 | 24.0156 | 23.8021 | 23.7047 | 23.5665 | 23.4424 | 23.4436 | 23.3912 | 23.2217 | 23.2141 | 23.1548 | 22.8923 | 22.437 | 21.9733 | 21.5791 |  | 40.6113 | 39.0156 | 38.8021 | 38.7047 | 38.5665 | 38.4424 | 38.4436 | 38.3912 | 38.2217 | 38.2141 | 38.1548 | 37.8923 | 37.437 | 36.9733 | 36.5791 |  | 25.6113 | 20.2491 | 19.6356 | 19.5809 | 19.4078 | 19.2646 | 19.3 | 19.2319 | 18.9928 | 18.9244 | 18.763 | 18.1197 | 17.0162 | 16.3343 | 16.0966 |  | 40.6113 | 35.2491 | 34.6356 | 34.5809 | 34.4078 | 34.2646 | 34.3 | 34.2319 | 33.9928 | 33.9244 | 33.763 | 33.1197 | 32.0162 | 31.3343 | 31.0966 |  | 25.6113 | 19.4663 | 18.7655 | 18.7149 | 18.5112 | 18.35 | 18.3172 | 18.15 | 17.9195 | 17.6953 | 17.483 | 16.7678 | 15.7198 | 15.2684 | 15.2144 |  | 40.6113 | 34.4663 | 33.7655 | 33.7149 | 33.5112 | 33.35 | 33.3172 | 33.15 | 32.9195 | 32.6953 | 32.483 | 31.7678 | 30.7198 | 30.2684 | 30.2144 |  | 391636 | 411724 | BELFIELD | ROCHDALE
| Kinkry Hill | 0.82067 | 0.81113 | 0.77972 | 0.74643 | 0.71385 | 0.67641 | 0.64069 | 0.60418 | 0.56897 | 0.53693 | 0.49037 | 0.34094 | 0.15371 | 0.085267 | 0.059838 |  | 2.3207 | 2.3111 | 2.2797 | 2.2464 | 2.2139 | 2.1764 | 2.1407 | 2.1042 | 2.069 | 2.0369 | 1.9904 | 1.8409 | 1.6537 | 1.5853 | 1.5598 |  | 0.82067 | 0.80788 | 0.79751 | 0.78199 | 0.76658 | 0.74784 | 0.71389 | 0.63476 | 0.54137 | 0.51391 | 0.48923 | 0.42219 | 0.35154 | 0.24845 | 0.19444 |  | 2.3207 | 2.3079 | 2.2975 | 2.282 | 2.2666 | 2.2478 | 2.2139 | 2.1348 | 2.0414 | 2.0139 | 1.9892 | 1.9222 | 1.8515 | 1.7485 | 1.6944 |  | 0.82067 | 0.81391 | 0.78539 | 0.75726 | 0.73157 | 0.70358 | 0.67744 | 0.64818 | 0.61297 | 0.58052 | 0.55108 | 0.44474 | 0.29926 | 0.21208 | 0.20263 |  | 2.3207 | 2.3139 | 2.2854 | 2.2573 | 2.2316 | 2.2036 | 2.1774 | 2.1482 | 2.113 | 2.0805 | 2.0511 | 1.9447 | 1.7993 | 1.7121 | 1.7026 |  | 0.82067 | 0.81293 | 0.783 | 0.74963 | 0.71634 | 0.67986 | 0.64658 | 0.61399 | 0.5792 | 0.52516 | 0.44366 | 0.21773 | -0.02195 | -0.10687 | -0.14467 |  | 2.3207 | 2.3129 | 2.283 | 2.2496 | 2.2163 | 2.1799 | 2.1466 | 2.114 | 2.0792 | 2.0252 | 1.9437 | 1.7177 | 1.4781 | 1.3931 | 1.3553 |  | 0.82067 | 0.81619 | 0.78902 | 0.75633 | 0.72498 | 0.6928 | 0.66405 | 0.63545 | 0.59631 | 0.51275 | 0.42284 | 0.18331 | -0.045056 | -0.11571 | -0.12393 |  | 2.3207 | 2.3162 | 2.289 | 2.2563 | 2.225 | 2.1928 | 2.1641 | 2.1355 | 2.0963 | 2.0127 | 1.9228 | 1.6833 | 1.4549 | 1.3843 | 1.3761 |  | 350800 | 575111 | - | HARKER
| Kirkby Lonsdale | 3.4341 | 3.2825 | 3.0843 | 2.9035 | 2.7632 | 2.5451 | 2.3598 | 2.1746 | 2.0152 | 1.846 | 1.6989 | 0.95724 | -0.56768 | -1.5842 | -2.3529 |  | 7.4341 | 7.2825 | 7.0843 | 6.9035 | 6.7632 | 6.5451 | 6.3598 | 6.1746 | 6.0152 | 5.846 | 5.6989 | 4.9572 | 3.4323 | 2.4158 | 1.6471 |  | 3.4341 | 3.2745 | 3.1975 | 3.1148 | 3.0711 | 2.9627 | 2.8386 | 2.6512 | 2.4516 | 2.3577 | 2.2513 | 1.9315 | 1.446 | 1.0621 | 0.83839 |  | 7.4341 | 7.2745 | 7.1975 | 7.1148 | 7.0711 | 6.9627 | 6.8386 | 6.6512 | 6.4516 | 6.3577 | 6.2513 | 5.9315 | 5.446 | 5.0621 | 4.8384 |  | 3.4341 | 3.3102 | 3.1273 | 2.9647 | 2.8492 | 2.6673 | 2.5214 | 2.3682 | 2.2141 | 2.0419 | 1.8904 | 1.5411 | 0.95618 | 0.59409 | 0.54927 |  | 7.4341 | 7.3102 | 7.1273 | 6.9647 | 6.8492 | 6.6673 | 6.5214 | 6.3682 | 6.2141 | 6.0419 | 5.8904 | 5.5411 | 4.9562 | 4.5941 | 4.5493 |  | 3.4341 | 3.2828 | 3.0916 | 2.9136 | 2.7731 | 2.5605 | 2.3852 | 2.2151 | 2.0574 | 1.8871 | 1.7478 | 1.1746 | -0.13804 | -1.0782 | -1.8134 |  | 7.4341 | 7.2828 | 7.0916 | 6.9136 | 6.7731 | 6.5605 | 6.3852 | 6.2151 | 6.0574 | 5.8871 | 5.7478 | 5.1746 | 3.862 | 2.9218 | 2.1866 |  | 3.4341 | 3.2991 | 3.1268 | 2.9664 | 2.8471 | 2.6638 | 2.5194 | 2.3655 | 2.0295 | 1.6995 | 1.3945 | 0.45536 | -0.7759 | -1.4792 | -1.4542 |  | 7.4341 | 7.2991 | 7.1268 | 6.9664 | 6.8471 | 6.6638 | 6.5194 | 6.3655 | 6.0295 | 5.6995 | 5.3945 | 4.4554 | 3.2241 | 2.5208 | 2.5458 |  | 359833 | 478813 | KENDAL (PARKSIDE RD) | HUTTON
| Kirkby Moor | 2.2451 | 2.2338 | 2.1219 | 2.0362 | 1.8989 | 1.7775 | 1.6835 | 1.5398 | 1.4063 | 1.2693 | 1.1509 | 0.72037 | -0.0061774 | -0.43251 | -0.76313 |  | 5.7451 | 5.7338 | 5.6219 | 5.5362 | 5.3989 | 5.2775 | 5.1835 | 5.0398 | 4.9063 | 4.7693 | 4.6509 | 4.2204 | 3.4938 | 3.0675 | 2.7369 |  | 2.2451 | 2.2623 | 2.2533 | 2.2628 | 2.2312 | 2.185 | 2.1207 | 1.9927 | 1.8613 | 1.7749 | 1.7013 | 1.4703 | 1.1512 | 0.95134 | 0.89068 |  | 5.7451 | 5.7623 | 5.7533 | 5.7628 | 5.7312 | 5.685 | 5.6207 | 5.4927 | 5.3613 | 5.2749 | 5.2013 | 4.9703 | 4.6512 | 4.4513 | 4.3907 |  | 2.2451 | 2.2604 | 2.1634 | 2.1 | 1.9938 | 1.9137 | 1.8534 | 1.7439 | 1.6162 | 1.479 | 1.3558 | 1.0177 | 0.65437 | 0.46773 | 0.48514 |  | 5.7451 | 5.7604 | 5.6634 | 5.6 | 5.4938 | 5.4137 | 5.3534 | 5.2439 | 5.1162 | 4.979 | 4.8558 | 4.5177 | 4.1544 | 3.9677 | 3.9851 |  | 2.2451 | 2.2343 | 2.1251 | 2.0376 | 1.8957 | 1.7734 | 1.6912 | 1.5478 | 1.3843 | 1.1985 | 1.0148 | 0.47191 | -0.26583 | -0.6155 | -0.7959 |  | 5.7451 | 5.7343 | 5.6251 | 5.5376 | 5.3957 | 5.2734 | 5.1912 | 5.0478 | 4.8843 | 4.6985 | 4.5148 | 3.9719 | 3.2342 | 2.8845 | 2.7041 |  | 2.2451 | 2.2337 | 2.1224 | 2.0263 | 1.8794 | 1.7606 | 1.6832 | 1.5347 | 1.3191 | 1.0863 | 0.84803 | 0.2209 | -0.46941 | -0.7356 | -0.72876 |  | 5.7451 | 5.7337 | 5.6224 | 5.5263 | 5.3794 | 5.2606 | 5.1832 | 5.0347 | 4.8191 | 4.5863 | 4.348 | 3.7209 | 3.0306 | 2.7644 | 2.7712 |  | 326099 | 483011 | ULVERSTON | HARKER
| Kirkby Stephen | 8.9939 | 8.5579 | 8.2293 | 8.0174 | 7.7047 | 7.3652 | 7.066 | 6.7648 | 6.4493 | 6.1536 | 5.8945 | 4.7875 | 2.6217 | 1.2578 | 0.23507 |  | 11.4939 | 11.0579 | 10.7293 | 10.5174 | 10.2047 | 9.8652 | 9.566 | 9.2648 | 8.9493 | 8.6536 | 8.3945 | 7.2875 | 5.1217 | 3.7578 | 2.7351 |  | 8.9939 | 8.6892 | 8.5917 | 8.5404 | 8.4118 | 8.2832 | 8.1441 | 7.925 | 7.6526 | 7.5249 | 7.4073 | 6.8776 | 5.905 | 5.1413 | 4.6259 |  | 11.4939 | 11.1892 | 11.0917 | 11.0404 | 10.9118 | 10.7832 | 10.6441 | 10.425 | 10.1526 | 10.0249 | 9.9073 | 9.3776 | 8.405 | 7.6413 | 7.1259 |  | 8.9939 | 8.6274 | 8.3569 | 8.2317 | 8.0322 | 7.8453 | 7.7061 | 7.531 | 7.2387 | 6.9456 | 6.674 | 5.8602 | 4.8614 | 4.2137 | 4.1259 |  | 11.4939 | 11.1274 | 10.8569 | 10.7317 | 10.5322 | 10.3453 | 10.2061 | 10.031 | 9.7387 | 9.4456 | 9.174 | 8.3602 | 7.3614 | 6.7137 | 6.6259 |  | 8.9939 | 8.4953 | 8.1735 | 7.9775 | 7.6834 | 7.3712 | 7.1156 | 6.8692 | 6.5967 | 6.3225 | 6.0797 | 4.986 | 2.8558 | 1.5514 | 0.68696 |  | 11.4939 | 10.9953 | 10.6735 | 10.4775 | 10.1834 | 9.8712 | 9.6156 | 9.3692 | 9.0967 | 8.8225 | 8.5797 | 7.486 | 5.3558 | 4.0514 | 3.187 |  | 8.9939 | 8.4741 | 8.1485 | 7.9371 | 7.6341 | 7.3378 | 7.0979 | 6.8436 | 6.3208 | 5.7647 | 5.2359 | 3.6638 | 1.7633 | 0.87375 | 1.0391 |  | 11.4939 | 10.9741 | 10.6485 | 10.4371 | 10.1341 | 9.8378 | 9.5979 | 9.3436 | 8.8208 | 8.2647 | 7.7359 | 6.1638 | 4.2633 | 3.3737 | 3.5391 |  | 376579 | 509136 | PENRITH & SHAP | HUTTON
| Kirkby Thore | 6.7852 | 6.5915 | 6.2709 | 5.8641 | 5.7533 | 5.3932 | 5.179 | 4.9574 | 4.83 | 4.5459 | 4.3466 | 3.705 | 2.2826 | 1.4983 | 0.89255 |  | 18.0352 | 17.8415 | 17.5209 | 17.1141 | 17.0033 | 16.6432 | 16.429 | 16.2074 | 16.08 | 15.7959 | 15.5966 | 14.955 | 13.5326 | 12.7483 | 12.1425 |  | 6.7852 | 6.6934 | 6.6793 | 6.5381 | 6.6869 | 6.641 | 6.6386 | 6.5285 | 6.4268 | 6.3035 | 6.2459 | 6.0169 | 5.5659 | 4.9468 | 4.5197 |  | 18.0352 | 17.9434 | 17.9293 | 17.7881 | 17.9369 | 17.891 | 17.8886 | 17.7785 | 17.6768 | 17.5535 | 17.4959 | 17.2669 | 16.8159 | 16.1968 | 15.7697 |  | 6.7852 | 6.7309 | 6.4672 | 6.1216 | 6.0861 | 5.8385 | 5.7358 | 5.6005 | 5.4728 | 5.1885 | 4.9786 | 4.4355 | 3.8596 | 3.2573 | 3.2175 |  | 18.0352 | 17.9809 | 17.7172 | 17.3716 | 17.3361 | 17.0885 | 16.9858 | 16.8505 | 16.7228 | 16.4385 | 16.2286 | 15.6855 | 15.1096 | 14.5073 | 14.4675 |  | 6.7852 | 6.5591 | 6.2541 | 5.8722 | 5.7863 | 5.4573 | 5.2789 | 5.1007 | 5.012 | 4.7532 | 4.5769 | 3.9949 | 2.348 | 1.7035 | 1.353 |  | 18.0352 | 17.8091 | 17.5041 | 17.1222 | 17.0363 | 16.7073 | 16.5289 | 16.3507 | 16.262 | 16.0032 | 15.8269 | 15.2449 | 13.598 | 12.9535 | 12.603 |  | 6.7852 | 6.5516 | 6.2542 | 5.8621 | 5.774 | 5.4658 | 4.8042 | 4.6697 | 4.52 | 4.1736 | 3.904 | 2.9579 | 1.6846 | 1.3135 | 1.6467 |  | 18.0352 | 17.8016 | 17.5042 | 17.1121 | 17.024 | 16.7158 | 16.0542 | 15.9197 | 15.77 | 15.4236 | 15.154 | 14.2079 | 12.9346 | 12.5635 | 12.8967 |  | 364439 | 526672 | PENRITH & SHAP | HUTTON
| Kirkhall Lane | 6.6636 | 5.5605 | 5.0271 | 4.9306 | 4.4834 | 4.1149 | 3.849 | 3.3221 | 2.9925 | 2.7127 | 2.4243 | 0.66137 | -3.8094 | -7.5905 | -10.225 |  | 9.0136 | 7.9105 | 7.3771 | 7.2806 | 6.8334 | 6.4649 | 6.199 | 5.6721 | 5.3425 | 5.0627 | 4.7743 | 3.0114 | -1.4594 | -5.2405 | -7.875 |  | 6.6636 | 5.966 | 5.6994 | 5.7249 | 5.3845 | 5.2012 | 5.0422 | 4.5341 | 4.1123 | 3.9048 | 3.6562 | 2.8316 | 1.8413 | 1.1949 | 0.81863 |  | 9.0136 | 8.316 | 8.0494 | 8.0749 | 7.7345 | 7.5512 | 7.3922 | 6.8841 | 6.4623 | 6.2548 | 6.0062 | 5.1816 | 4.1913 | 3.5449 | 3.1686 |  | 6.6636 | 5.9785 | 5.5708 | 5.4959 | 5.1066 | 4.8065 | 4.6332 | 4.1872 | 3.8931 | 3.6182 | 3.3177 | 2.341 | 1.2141 | 0.51659 | 0.23485 |  | 9.0136 | 8.3285 | 7.9208 | 7.8459 | 7.4566 | 7.1565 | 6.9832 | 6.5372 | 6.2431 | 5.9682 | 5.6677 | 4.691 | 3.5641 | 2.8666 | 2.5849 |  | 6.6636 | 5.3629 | 4.8421 | 4.7759 | 4.3538 | 4.0181 | 3.8292 | 3.3998 | 3.1385 | 2.9028 | 2.6663 | 1.0163 | -3.1106 | -6.7139 | -9.2143 |  | 9.0136 | 7.7129 | 7.1921 | 7.1259 | 6.7038 | 6.3681 | 6.1792 | 5.7498 | 5.4885 | 5.2528 | 5.0163 | 3.3663 | -0.76058 | -4.3639 | -6.8643 |  | 6.6636 | 5.3037 | 4.8066 | 4.7666 | 4.3746 | 4.0844 | 3.9378 | 3.4277 | 2.5154 | 1.6037 | 0.67319 | -2.2206 | -6.2374 | -8.7979 | -8.5193 |  | 9.0136 | 7.6537 | 7.1566 | 7.1166 | 6.7246 | 6.4344 | 6.2878 | 5.7777 | 4.8654 | 3.9537 | 3.0232 | 0.12936 | -3.8874 | -6.4479 | -6.1693 |  | 365510 | 401069 | ATHERTON | KEARSLEY
| Kitt Green | 6.0692 | 4.7168 | 4.3659 | 4.044 | 3.7696 | 3.5252 | 3.2723 | 3.0359 | 2.8026 | -1.773 | -1.8137 | -6.5327 | -10.3517 | -13.0967 | -14.8177 |  | 13.0692 | 11.7168 | 11.3659 | 11.044 | 10.7696 | 10.5252 | 10.2723 | 10.0359 | 9.8026 | 5.227 | 5.1863 | 0.4673 | -3.3517 | -6.0967 | -7.8177 |  | 6.0692 | 5.7595 | 5.894 | 5.9115 | 5.9868 | 6.1378 | 6.1848 | 6.1182 | 5.9801 | 5.8948 | 5.8205 | 5.5692 | 5.1916 | 4.8994 | 4.7276 |  | 13.0692 | 12.7595 | 12.894 | 12.9115 | 12.9868 | 13.1378 | 13.1848 | 13.1182 | 12.9801 | 12.8948 | 12.8205 | 12.5692 | 12.1916 | 11.8994 | 11.7276 |  | 6.0692 | 5.7043 | 5.4995 | 5.2218 | 5.005 | 4.8507 | 4.7067 | 4.5622 | 4.3889 | -0.1465 | -0.16105 | -4.2735 | -5.4714 | -6.0483 | -5.8318 |  | 13.0692 | 12.7043 | 12.4995 | 12.2218 | 12.005 | 11.8507 | 11.7067 | 11.5622 | 11.3889 | 6.8535 | 6.8389 | 2.7265 | 1.5286 | 0.95167 | 1.1682 |  | 6.0692 | 4.279 | 3.919 | 3.6408 | 3.3979 | 3.158 | 2.9244 | 2.7086 | 2.4917 | -1.9936 | -2.0246 | -7.5062 | -14.0043 | -16.6253 | -17.6097 |  | 13.0692 | 11.279 | 10.919 | 10.6408 | 10.3979 | 10.158 | 9.9244 | 9.7086 | 9.4917 | 5.0064 | 4.9754 | -0.50625 | -7.0043 | -9.6253 | -10.6097 |  | 6.0692 | 4.0591 | 3.6946 | 3.4234 | 3.1692 | 2.9289 | 2.6848 | 2.4095 | -7.9814 | -8.353 | -8.735 | -10.426 | -13.3073 | -15.1241 | -14.264 |  | 13.0692 | 11.0591 | 10.6946 | 10.4234 | 10.1692 | 9.9289 | 9.6848 | 9.4095 | -0.98142 | -1.353 | -1.735 | -3.426 | -6.3073 | -8.1241 | -7.264 |  | 354934 | 405497 | ORRELL | KIRKBY
| Knott Mill | 9.9842 | 8.9798 | 8.5688 | 8.0717 | 7.5837 | 7.0259 | 6.5184 | 6.1399 | 5.6455 | 5.134 | 4.6932 | 2.9716 | -0.70284 | -3.6927 | -6.3263 |  | 14.6212 | 13.6168 | 13.2058 | 12.7087 | 12.2207 | 11.6629 | 11.1554 | 10.7769 | 10.2825 | 9.771 | 9.3302 | 7.6086 | 3.9342 | 0.9443 | -1.6893 |  | 9.9842 | 9.3389 | 9.1102 | 8.7164 | 8.3467 | 7.9708 | 7.5141 | 6.9624 | 6.3344 | 5.9857 | 5.6171 | 4.5467 | 2.8231 | 1.5362 | 0.30521 |  | 14.6212 | 13.9759 | 13.7472 | 13.3534 | 12.9837 | 12.6078 | 12.1511 | 11.5994 | 10.9714 | 10.6227 | 10.2541 | 9.1837 | 7.4601 | 6.1732 | 4.9422 |  | 9.9842 | 9.3204 | 8.9715 | 8.5013 | 8.0576 | 7.5866 | 7.1347 | 6.82 | 6.373 | 5.8901 | 5.4632 | 4.16 | 2.2911 | 0.93889 | -0.23061 |  | 14.6212 | 13.9574 | 13.6085 | 13.1383 | 12.6946 | 12.2236 | 11.7717 | 11.457 | 11.01 | 10.5271 | 10.1002 | 8.797 | 6.9281 | 5.5759 | 4.4064 |  | 9.9842 | 8.8068 | 8.3962 | 7.9138 | 7.4437 | 6.9453 | 6.473 | 6.1658 | 5.7215 | 5.2581 | 4.8876 | 3.2873 | -0.21419 | -3.1062 | -5.612 |  | 14.6212 | 13.4438 | 13.0332 | 12.5508 | 12.0807 | 11.5823 | 11.11 | 10.8028 | 10.3585 | 9.8951 | 9.5246 | 7.9243 | 4.4228 | 1.5308 | -0.97501 |  | 9.9842 | 8.7389 | 8.3558 | 7.9187 | 7.4956 | 7.0464 | 6.6206 | 6.3413 | 5.6185 | 4.8064 | 4.0495 | 1.7337 | -1.5946 | -3.9735 | -4.9273 |  | 14.6212 | 13.3759 | 12.9928 | 12.5557 | 12.1326 | 11.6834 | 11.2576 | 10.9783 | 10.2555 | 9.4434 | 8.6865 | 6.3707 | 3.0424 | 0.66348 | -0.29027 |  | 383136 | 397725 | BLOOM ST | SOUTH MANCHESTER
| Lamberhead | 12.6433 | 9.8316 | 9.1144 | 8.6261 | 8.1806 | 7.7506 | 7.3196 | 6.9407 | 6.5642 | 6.175 | 5.8281 | 3.6649 | -2.2911 | -7.1799 | -10.636 |  | 17.2833 | 14.4716 | 13.7544 | 13.2661 | 12.8206 | 12.3906 | 11.9596 | 11.5807 | 11.2042 | 10.815 | 10.4681 | 8.3049 | 2.3489 | -2.5399 | -5.996 |  | 12.6433 | 12.0656 | 12.0013 | 11.8218 | 11.6768 | 11.5776 | 11.346 | 10.9763 | 10.5398 | 10.2548 | 9.9915 | 9.2652 | 8.4187 | 8.0456 | 7.9203 |  | 17.2833 | 16.7056 | 16.6413 | 16.4618 | 16.3168 | 16.2176 | 15.986 | 15.6163 | 15.1798 | 14.8948 | 14.6315 | 13.9052 | 13.0587 | 12.6856 | 12.5603 |  | 12.6433 | 11.8568 | 11.4256 | 10.9761 | 10.5917 | 10.2636 | 9.9536 | 9.6614 | 9.3296 | 8.9544 | 8.6006 | 7.6324 | 6.4895 | 5.9237 | 5.7761 |  | 17.2833 | 16.4968 | 16.0656 | 15.6161 | 15.2317 | 14.9036 | 14.5936 | 14.3014 | 13.9696 | 13.5944 | 13.2406 | 12.2724 | 11.1295 | 10.5637 | 10.4161 |  | 12.6433 | 8.8515 | 8.0693 | 7.631 | 7.2409 | 6.9009 | 6.6037 | 6.3849 | 6.1399 | 5.8275 | 5.5623 | 3.6169 | -1.9637 | -6.5177 | -9.6492 |  | 17.2833 | 13.4915 | 12.7093 | 12.271 | 11.8809 | 11.5409 | 11.2437 | 11.0249 | 10.7799 | 10.4675 | 10.2023 | 8.2569 | 2.6763 | -1.8777 | -5.0092 |  | 12.6433 | 8.3555 | 7.5228 | 7.0851 | 6.7003 | 6.3853 | 6.1112 | 5.7349 | 4.4994 | 3.163 | 1.8646 | -1.8448 | -7.0534 | -10.2046 | -9.6261 |  | 17.2833 | 12.9955 | 12.1628 | 11.7251 | 11.3403 | 11.0253 | 10.7512 | 10.3749 | 9.1394 | 7.803 | 6.5046 | 2.7952 | -2.4134 | -5.5646 | -4.9861 |  | 355516 | 404030 | ORRELL | KIRKBY
| Lancaster | 4.214 | 3.0272 | 2.3968 | 0.21104 | -0.37922 | -0.78587 | -1.3032 | -1.8799 | -2.2094 | -2.7122 | -3.1341 | -5.3374 | -12.3608 | -17.67 | -19.1109 |  | 8.351 | 7.1642 | 6.5338 | 4.348 | 3.7578 | 3.3511 | 2.8338 | 2.2571 | 1.9276 | 1.4248 | 1.0029 | -1.2004 | -8.2238 | -13.533 | -14.9739 |  | 4.214 | 3.5819 | 3.5418 | 3.3204 | 3.0629 | 3.0189 | 2.7101 | 2.2028 | 1.7927 | 1.4403 | 1.1275 | 0.23203 | -1.2162 | -2.8951 | -2.0597 |  | 8.351 | 7.7189 | 7.6788 | 7.4574 | 7.1999 | 7.1559 | 6.8471 | 6.3398 | 5.9297 | 5.5773 | 5.2645 | 4.369 | 2.9208 | 1.2419 | 2.0773 |  | 4.214 | 3.5618 | 3.0819 | 0.96881 | 0.48814 | 0.24422 | -0.080241 | -0.49784 | -0.76205 | -1.2433 | -1.681 | -2.933 | -5.7692 | -7.3471 | -6.2787 |  | 8.351 | 7.6988 | 7.2189 | 5.1058 | 4.6251 | 4.3812 | 4.0568 | 3.6392 | 3.3749 | 2.8937 | 2.456 | 1.204 | -1.6322 | -3.2101 | -2.1417 |  | 4.214 | 2.8132 | 2.2004 | 0.14293 | -0.37229 | -0.67587 | -2.1732 | -2.5103 | -2.6284 | -3.0184 | -3.3306 | -5.3819 | -12.0206 | -16.9443 | -17.8275 |  | 8.351 | 6.9502 | 6.3374 | 4.2799 | 3.7647 | 3.4611 | 1.9638 | 1.6267 | 1.5086 | 1.1186 | 0.8064 | -1.2449 | -7.8836 | -12.8073 | -13.6905 |  | 4.214 | 2.7203 | 2.1231 | 1.5758 | -1.6967 | -1.8593 | -2.1052 | -2.5019 | -3.4174 | -4.6666 | -5.871 | -9.6732 | -14.9125 | -18.7083 | -16.2675 |  | 8.351 | 6.8573 | 6.2601 | 5.7128 | 2.4403 | 2.2777 | 2.0318 | 1.6351 | 0.71956 | -0.52958 | -1.734 | -5.5362 | -10.7755 | -14.5713 | -12.1305 |  | 348644 | 463628 | LANCASTER | HEYSHAM
| Langley | 9.2408 | 7.8793 | 7.47 | 6.8606 | 6.303 | 5.7575 | 5.1285 | 4.5251 | 3.945 | 3.4071 | 2.9314 | 0.35671 | -6.4019 | -11.8544 | -16.1501 |  | 13.8778 | 12.5163 | 12.107 | 11.4976 | 10.94 | 10.3945 | 9.7655 | 9.1621 | 8.582 | 8.0441 | 7.5684 | 4.9937 | -1.7649 | -7.2174 | -11.5131 |  | 9.2408 | 8.0387 | 7.8932 | 7.4677 | 7.088 | 6.757 | 6.2888 | 5.7002 | 5.1079 | 4.6894 | 4.287 | 3.0787 | 1.3977 | 0.26464 | -0.68472 |  | 13.8778 | 12.6757 | 12.5302 | 12.1047 | 11.725 | 11.394 | 10.9258 | 10.3372 | 9.7449 | 9.3264 | 8.924 | 7.7157 | 6.0347 | 4.9016 | 3.9523 |  | 9.2408 | 8.0889 | 7.7805 | 7.2443 | 6.7965 | 6.4226 | 5.9972 | 5.5496 | 5.0689 | 4.5752 | 4.1013 | 2.6947 | 0.78625 | -0.45151 | -1.2684 |  | 13.8778 | 12.7259 | 12.4175 | 11.8813 | 11.4335 | 11.0596 | 10.6342 | 10.1866 | 9.7059 | 9.2122 | 8.7383 | 7.3317 | 5.4232 | 4.1855 | 3.3686 |  | 9.2408 | 7.82 | 7.4364 | 6.8562 | 6.3371 | 5.8575 | 5.3212 | 4.8305 | 4.3441 | 3.8785 | 3.4797 | 1.0502 | -5.4737 | -10.7227 | -14.8184 |  | 13.8778 | 12.457 | 12.0734 | 11.4932 | 10.9741 | 10.4945 | 9.9582 | 9.4675 | 8.9811 | 8.5155 | 8.1167 | 5.6872 | -0.83669 | -6.0857 | -10.1814 |  | 9.2408 | 7.8362 | 7.5042 | 6.9723 | 6.5083 | 6.1028 | 5.6368 | 5.0814 | 3.6563 | 2.1857 | 0.7379 | -3.5215 | -9.571 | -13.3947 | -13.5408 |  | 13.8778 | 12.4732 | 12.1412 | 11.6093 | 11.1453 | 10.7398 | 10.2738 | 9.7184 | 8.2933 | 6.8227 | 5.3749 | 1.1155 | -4.934 | -8.7577 | -8.9038 |  | 386421 | 406330 | CHADDERTON | WHITEGATE
| Langroyd Rd | 11.1956 | 10.5281 | 10.1402 | 9.7677 | 9.4096 | 9.0446 | 8.6576 | 8.3097 | 7.9574 | 7.6341 | 7.3736 | 5.4307 | -0.28591 | -4.6591 | -7.4667 |  | 15.8356 | 15.1681 | 14.7802 | 14.4077 | 14.0496 | 13.6846 | 13.2976 | 12.9497 | 12.5974 | 12.2741 | 12.0136 | 10.0707 | 4.3541 | -0.019087 | -2.8267 |  | 11.1956 | 10.8651 | 10.8658 | 10.7686 | 10.6935 | 10.6503 | 10.4524 | 10.1001 | 9.6894 | 9.4475 | 9.2213 | 8.6222 | 7.8965 | 7.6218 | 7.5576 |  | 15.8356 | 15.5051 | 15.5058 | 15.4086 | 15.3335 | 15.2903 | 15.0924 | 14.7401 | 14.3294 | 14.0875 | 13.8613 | 13.2622 | 12.5365 | 12.2618 | 12.1976 |  | 11.1956 | 10.8434 | 10.5489 | 10.2222 | 9.9335 | 9.6781 | 9.42 | 9.1671 | 8.8559 | 8.5417 | 8.2649 | 7.5021 | 6.5449 | 6.1331 | 6.1266 |  | 15.8356 | 15.4834 | 15.1889 | 14.8622 | 14.5735 | 14.3181 | 14.06 | 13.8071 | 13.4959 | 13.1817 | 12.9049 | 12.1421 | 11.1849 | 10.7731 | 10.7666 |  | 11.1956 | 10.3763 | 9.9865 | 9.6389 | 9.3058 | 8.9843 | 8.6564 | 8.383 | 8.0914 | 7.8068 | 7.5901 | 5.8072 | 0.54343 | -3.4353 | -5.9704 |  | 15.8356 | 15.0163 | 14.6265 | 14.2789 | 13.9458 | 13.6243 | 13.2964 | 13.023 | 12.7314 | 12.4468 | 12.2301 | 10.4472 | 5.1834 | 1.2047 | -1.3304 |  | 11.1956 | 10.3161 | 9.932 | 9.5966 | 9.2843 | 9.0033 | 8.7174 | 8.3048 | 7.0409 | 5.744 | 4.509 | 1.0279 | -3.7772 | -6.3427 | -5.3819 |  | 15.8356 | 14.9561 | 14.572 | 14.2366 | 13.9243 | 13.6433 | 13.3574 | 12.9448 | 11.6809 | 10.384 | 9.149 | 5.6679 | 0.86275 | -1.7027 | -0.74194 |  | 389077 | 440584 | NELSON | PADIHAM
| Leigh | 4.1161 | 3.4857 | 3.2392 | 3.2193 | 3.0795 | 2.9624 | 2.8854 | 2.7346 | 2.5936 | 2.5339 | 2.4581 | 1.7641 | -0.23198 | -1.8753 | -2.9441 |  | 12.1161 | 11.4857 | 11.2392 | 11.2193 | 11.0795 | 10.9624 | 10.8854 | 10.7346 | 10.5936 | 10.5339 | 10.4581 | 9.7641 | 7.768 | 6.1247 | 5.0559 |  | 4.1161 | 3.8278 | 3.7325 | 3.793 | 3.7411 | 3.7194 | 3.6964 | 3.5579 | 3.3944 | 3.372 | 3.3387 | 3.1734 | 2.9946 | 2.8603 | 2.8159 |  | 12.1161 | 11.8278 | 11.7325 | 11.793 | 11.7411 | 11.7194 | 11.6964 | 11.5579 | 11.3944 | 11.372 | 11.3387 | 11.1734 | 10.9946 | 10.8603 | 10.8159 |  | 4.1161 | 3.7767 | 3.5809 | 3.5705 | 3.4534 | 3.369 | 3.3279 | 3.2086 | 3.0856 | 3.0291 | 2.9485 | 2.6848 | 2.3871 | 2.181 | 2.1226 |  | 12.1161 | 11.7767 | 11.5809 | 11.5705 | 11.4534 | 11.369 | 11.3279 | 11.2086 | 11.0856 | 11.0291 | 10.9485 | 10.6848 | 10.3871 | 10.181 | 10.1226 |  | 4.1161 | 3.3191 | 3.0638 | 3.0601 | 2.9348 | 2.8389 | 2.7553 | 2.638 | 2.5476 | 2.4582 | 2.3574 | 1.8027 | -0.10384 | -1.68 | -2.6574 |  | 12.1161 | 11.3191 | 11.0638 | 11.0601 | 10.9348 | 10.8389 | 10.7553 | 10.638 | 10.5476 | 10.4582 | 10.3574 | 9.8027 | 7.8962 | 6.32 | 5.3426 |  | 4.1161 | 3.25 | 3.0078 | 3.0258 | 2.9211 | 2.8351 | 2.7566 | 2.6077 | 2.1887 | 1.7841 | 1.3587 | 0.075236 | -1.6892 | -2.7504 | -2.403 |  | 12.1161 | 11.25 | 11.0078 | 11.0258 | 10.9211 | 10.8351 | 10.7566 | 10.6077 | 10.1887 | 9.7841 | 9.3587 | 8.0752 | 6.3108 | 5.2496 | 5.597 |  | 365863 | 399907 | ATHERTON | KEARSLEY
| Levenshulme | 1.6526 | 0.39518 | 0.052046 | -0.16553 | -0.59905 | -1.2456 | -1.6688 | -1.7327 | -2.2528 | -2.6913 | -2.8892 | -5.3249 | -12.2245 | -17.7178 | -21.2769 |  | 5.1526 | 3.8952 | 3.552 | 3.3345 | 2.901 | 2.2544 | 1.8312 | 1.7673 | 1.2472 | 0.80868 | 0.61082 | -1.8249 | -8.7245 | -14.2178 | -17.7769 |  | 1.6526 | 0.83128 | 0.84478 | 0.87606 | 0.71945 | 0.29291 | -0.01934 | -0.30664 | -0.89269 | -1.156 | -1.3907 | -2.1649 | -3.1036 | -3.7032 | -3.9602 |  | 5.1526 | 4.3313 | 4.3448 | 4.3761 | 4.2195 | 3.7929 | 3.4807 | 3.1934 | 2.6073 | 2.344 | 2.1093 | 1.3351 | 0.39637 | -0.2032 | -0.46024 |  | 1.6526 | 0.85758 | 0.60669 | 0.43445 | 0.079212 | -0.44167 | -0.72982 | -0.71031 | -1.1572 | -1.559 | -1.6562 | -2.6607 | -3.8997 | -4.6233 | -4.8257 |  | 5.1526 | 4.3576 | 4.1067 | 3.9344 | 3.5792 | 3.0583 | 2.7702 | 2.7897 | 2.3428 | 1.941 | 1.8438 | 0.8393 | -0.39973 | -1.1233 | -1.3257 |  | 1.6526 | 0.20025 | -0.14818 | -0.36041 | -0.79307 | -1.4324 | -1.8343 | -1.8721 | -2.3817 | -2.8325 | -2.9367 | -4.9828 | -11.4713 | -16.7782 | -20.0655 |  | 5.1526 | 3.7002 | 3.3518 | 3.1396 | 2.7069 | 2.0676 | 1.6657 | 1.6279 | 1.1183 | 0.6675 | 0.56335 | -1.4828 | -7.9713 | -13.2782 | -16.5655 |  | 1.6526 | 0.14711 | -0.15562 | -0.3199 | -0.70706 | -1.287 | -1.6352 | -1.7676 | -3.1311 | -4.5239 | -6.0686 | -10.5179 | -16.6622 | -20.2163 | -19.0841 |  | 5.1526 | 3.6471 | 3.3444 | 3.1801 | 2.7929 | 2.213 | 1.8648 | 1.7324 | 0.36893 | -1.0239 | -2.5686 | -7.0179 | -13.1622 | -16.7163 | -15.5841 |  | 387494 | 394155 | LONGSIGHT | BREDBURY
| Leyland National | 18.5334 | 18.1188 | 17.9442 | 17.7106 | 17.5979 | 17.4593 | 17.3211 | 17.1621 | 17.0306 | 16.8304 | 16.6527 | 15.9664 | 14.4917 | 13.5072 | 12.8829 |  | 22.6704 | 22.2558 | 22.0812 | 21.8476 | 21.7349 | 21.5963 | 21.4581 | 21.2991 | 21.1676 | 20.9674 | 20.7897 | 20.1034 | 18.6287 | 17.6442 | 17.0199 |  | 18.5334 | 18.4465 | 18.5199 | 18.4616 | 18.5158 | 18.5624 | 18.4896 | 18.3585 | 18.1924 | 18.0638 | 17.9419 | 17.5937 | 17.0262 | 16.5835 | 16.3811 |  | 22.6704 | 22.5835 | 22.6569 | 22.5986 | 22.6528 | 22.6994 | 22.6266 | 22.4955 | 22.3294 | 22.2008 | 22.0789 | 21.7307 | 21.1632 | 20.7205 | 20.5181 |  | 18.5334 | 18.3112 | 18.1752 | 17.9533 | 17.8475 | 17.7201 | 17.5492 | 17.4047 | 17.2795 | 17.0882 | 16.9199 | 16.3166 | 15.2622 | 14.6849 | 14.4031 |  | 22.6704 | 22.4482 | 22.3122 | 22.0903 | 21.9845 | 21.8571 | 21.6862 | 21.5417 | 21.4165 | 21.2252 | 21.0569 | 20.4536 | 19.3992 | 18.8219 | 18.5401 |  | 18.5334 | 17.935 | 17.7396 | 17.5161 | 17.4122 | 17.2812 | 17.1828 | 17.032 | 16.8953 | 16.5209 | 16.1497 | 14.8933 | 12.6887 | 11.1709 | 10.475 |  | 22.6704 | 22.072 | 21.8766 | 21.6531 | 21.5492 | 21.4182 | 21.3198 | 21.169 | 21.0323 | 20.6579 | 20.2867 | 19.0303 | 16.8257 | 15.3079 | 14.612 |  | 18.5334 | 17.8416 | 17.6339 | 17.4135 | 17.3091 | 17.1783 | 16.993 | 16.7941 | 16.3589 | 15.8927 | 15.4721 | 14.2953 | 12.3377 | 11.0379 | 10.446 |  | 22.6704 | 21.9786 | 21.7709 | 21.5505 | 21.4461 | 21.3153 | 21.13 | 20.9311 | 20.4959 | 20.0297 | 19.6091 | 18.4323 | 16.4747 | 15.1749 | 14.583 |  | 301973 | 525948 | STAINBURN & SIDDICK | HARKER
| Little Hulton | 4.209 | 2.7776 | 1.8934 | 1.0493 | -0.44026 | -1.9581 | 1.9526 | 0.89821 | 0.02614 | -0.4732 | -0.8963 | -3.3326 | -10.0056 | -15.33 | -19.6421 |  | 8.259 | 6.8276 | 5.9434 | 5.0993 | 3.6097 | 2.0919 | 0.95256 | -0.10179 | -0.97386 | -1.4732 | -1.8963 | -4.3326 | -11.0056 | -16.33 | -20.6421 |  | 4.209 | 3.2626 | 2.8962 | 2.4437 | 1.6462 | 0.86453 | 5.2446 | 4.4979 | 3.8013 | 3.4271 | 3.1029 | 2.0375 | 0.51617 | -0.47641 | -1.2814 |  | 8.259 | 7.3126 | 6.9462 | 6.4937 | 5.6962 | 4.9145 | 4.2446 | 3.4979 | 2.8013 | 2.4271 | 2.1029 | 1.0375 | -0.48383 | -1.4764 | -2.2814 |  | 4.209 | 3.1883 | 2.4279 | 1.6523 | 0.26309 | -1.0912 | 3.0153 | 2.109 | 1.3378 | 0.8893 | 0.48048 | -0.77339 | -2.517 | -3.6239 | -4.3578 |  | 8.259 | 7.2383 | 6.4779 | 5.7023 | 4.3131 | 2.9588 | 2.0153 | 1.109 | 0.33781 | -0.1107 | -0.51952 | -1.7734 | -3.517 | -4.6239 | -5.3578 |  | 4.209 | 2.5398 | 1.6615 | 0.84909 | -0.60686 | -2.0777 | 1.9028 | 0.93699 | 0.12833 | -0.34964 | -0.76511 | -3.311 | -10.0677 | -15.3103 | -19.168 |  | 8.259 | 6.5898 | 5.7115 | 4.8991 | 3.4431 | 1.9723 | 0.90282 | -0.063012 | -0.87167 | -1.3496 | -1.7651 | -4.311 | -11.0677 | -16.3103 | -20.168 |  | 4.209 | 2.4538 | 1.6025 | 0.81828 | -0.6211 | -2.0588 | 1.9414 | 0.85077 | -0.9488 | -2.4859 | -3.9649 | -8.3418 | -14.6506 | -18.3747 | -18.3219 |  | 8.259 | 6.5038 | 5.6525 | 4.8683 | 3.4289 | 1.9912 | 0.94144 | -0.14923 | -1.9488 | -3.4859 | -4.9649 | -9.3418 | -15.6506 | -19.3747 | -19.3219 |  | 372024 | 403826 | KEARSLEY LOCAL | KEARSLEY
| Little Salkeld | 7.1861 | 7.086 | 6.9235 | 6.6731 | 6.4654 | 6.1747 | 5.877 | 5.5463 | 5.1962 | 4.8546 | 4.5446 | 3.4363 | 1.817 | 1.0608 | 0.53174 |  | 9.1861 | 9.086 | 8.9235 | 8.6731 | 8.4654 | 8.1747 | 7.877 | 7.5463 | 7.1962 | 6.8546 | 6.5446 | 5.4363 | 3.817 | 3.0608 | 2.5317 |  | 7.1861 | 7.0817 | 7.0822 | 6.9798 | 6.9184 | 6.8161 | 6.6377 | 6.3985 | 6.1487 | 5.9954 | 5.8732 | 5.3633 | 4.28 | 3.0384 | 2.1796 |  | 9.1861 | 9.0817 | 9.0822 | 8.9798 | 8.9184 | 8.8161 | 8.6377 | 8.3985 | 8.1487 | 7.9954 | 7.8732 | 7.3633 | 6.28 | 5.0384 | 4.1796 |  | 7.1861 | 7.1098 | 6.9758 | 6.78 | 6.6445 | 6.5937 | 6.4618 | 6.3276 | 6.0823 | 5.7817 | 5.5131 | 4.6119 | 3.4028 | 2.5115 | 2.4952 |  | 9.1861 | 9.1098 | 8.9758 | 8.78 | 8.6445 | 8.5937 | 8.4618 | 8.3276 | 8.0823 | 7.7817 | 7.5131 | 6.6119 | 5.4028 | 4.5115 | 4.4952 |  | 7.1861 | 7.1071 | 6.9671 | 6.7365 | 6.5519 | 6.2807 | 6.0227 | 5.721 | 5.2126 | 4.7834 | 4.3889 | 3.1591 | 1.6215 | 0.95905 | 0.65012 |  | 9.1861 | 9.1071 | 8.9671 | 8.7365 | 8.5519 | 8.2807 | 8.0227 | 7.721 | 7.2126 | 6.7834 | 6.3889 | 5.1591 | 3.6215 | 2.9591 | 2.6501 |  | 7.1861 | 7.1217 | 6.9887 | 6.7416 | 6.5489 | 6.2582 | 5.9788 | 5.6314 | 5.0565 | 4.5556 | 4.0909 | 2.7674 | 1.372 | 0.87247 | 0.81493 |  | 9.1861 | 9.1217 | 8.9887 | 8.7416 | 8.5489 | 8.2582 | 7.9788 | 7.6314 | 7.0565 | 6.5556 | 6.0909 | 4.7674 | 3.372 | 2.8725 | 2.8149 |  | 356221 | 537513 | PENRITH & SHAP | HUTTON
| Littleborough | 5.4397 | 4.3282 | 4.029 | 3.6576 | 3.2276 | 2.7836 | 2.5072 | 2.114 | 1.797 | 1.4233 | 1.168 | -0.59324 | -5.4654 | -9.3367 | -12.1209 |  | 8.9397 | 7.8282 | 7.529 | 7.1576 | 6.7276 | 6.2836 | 6.0072 | 5.614 | 5.297 | 4.9233 | 4.668 | 2.9068 | -1.9654 | -5.8367 | -8.6209 |  | 5.4397 | 4.6781 | 4.6298 | 4.4418 | 4.1906 | 3.9224 | 3.6387 | 3.2601 | 2.8079 | 2.511 | 2.2894 | 1.6011 | 0.68226 | 0.18717 | -0.15331 |  | 8.9397 | 8.1781 | 8.1298 | 7.9418 | 7.6906 | 7.4224 | 7.1387 | 6.7601 | 6.3079 | 6.011 | 5.7894 | 5.1011 | 4.1823 | 3.6872 | 3.3467 |  | 5.4397 | 4.6838 | 4.4519 | 4.1093 | 3.7246 | 3.3561 | 3.1611 | 2.8319 | 2.5418 | 2.1761 | 1.91 | 1.0928 | 0.016165 | -0.57151 | -0.88225 |  | 8.9397 | 8.1838 | 7.9519 | 7.6093 | 7.2246 | 6.8561 | 6.6611 | 6.3319 | 6.0418 | 5.6761 | 5.41 | 4.5928 | 3.5162 | 2.9285 | 2.6178 |  | 5.4397 | 4.1776 | 3.8975 | 3.5661 | 3.1785 | 2.8099 | 2.6415 | 2.3844 | 2.1787 | 1.8798 | 1.7019 | 0.11669 | -4.4745 | -8.1802 | -10.7244 |  | 8.9397 | 7.6776 | 7.3975 | 7.0661 | 6.6785 | 6.3099 | 6.1415 | 5.8844 | 5.6787 | 5.3798 | 5.2019 | 3.6167 | -0.97449 | -4.6802 | -7.2244 |  | 5.4397 | 4.1362 | 3.8993 | 3.5955 | 3.2481 | 2.9309 | 2.8095 | 2.4398 | 1.4507 | 0.33832 | -0.65579 | -3.6114 | -7.8979 | -10.4185 | -9.9945 |  | 8.9397 | 7.6362 | 7.3993 | 7.0955 | 6.7481 | 6.4309 | 6.3095 | 5.9398 | 4.9507 | 3.8383 | 2.8442 | -0.11136 | -4.3979 | -6.9185 | -6.4945 |  | 393221 | 416124 | BELFIELD | ROCHDALE
| Longford Bridge | 11.6381 | 10.4087 | 10.1449 | 9.8184 | 9.4779 | 9.0277 | 8.7799 | 8.4473 | 8.1217 | 7.8047 | 7.5645 | 5.7932 | 0.52138 | -3.624 | -6.5754 |  | 16.2751 | 15.0457 | 14.7819 | 14.4554 | 14.1149 | 13.6647 | 13.4169 | 13.0843 | 12.7587 | 12.4417 | 12.2015 | 10.4302 | 5.1584 | 1.013 | -1.9384 |  | 11.6381 | 10.8466 | 10.8456 | 10.6953 | 10.5284 | 10.2901 | 10.1769 | 9.8683 | 9.5386 | 9.344 | 9.1866 | 8.715 | 8.0635 | 7.6752 | 7.4364 |  | 16.2751 | 15.4836 | 15.4826 | 15.3323 | 15.1654 | 14.9271 | 14.8139 | 14.5053 | 14.1756 | 13.981 | 13.8236 | 13.352 | 12.7005 | 12.3122 | 12.0734 |  | 11.6381 | 10.8291 | 10.6499 | 10.3837 | 10.1398 | 9.8423 | 9.7569 | 9.56 | 9.3259 | 9.0621 | 8.838 | 8.1568 | 7.2521 | 6.7663 | 6.6246 |  | 16.2751 | 15.4661 | 15.2869 | 15.0207 | 14.7768 | 14.4793 | 14.3939 | 14.197 | 13.9629 | 13.6991 | 13.475 | 12.7938 | 11.8891 | 11.4033 | 11.2616 |  | 11.6381 | 10.215 | 9.9571 | 9.6532 | 9.3423 | 8.9444 | 8.7725 | 8.5306 | 8.2778 | 8.0137 | 7.8119 | 6.1568 | 1.0839 | -2.8946 | -5.6813 |  | 16.2751 | 14.852 | 14.5941 | 14.2902 | 13.9793 | 13.5814 | 13.4095 | 13.1676 | 12.9148 | 12.6507 | 12.4489 | 10.7938 | 5.7209 | 1.7424 | -1.0443 |  | 11.6381 | 10.1548 | 9.9364 | 9.664 | 9.3903 | 9.0479 | 8.9266 | 8.6018 | 7.4669 | 6.2724 | 5.1319 | 1.8121 | -2.8726 | -5.5717 | -4.9188 |  | 16.2751 | 14.7918 | 14.5734 | 14.301 | 14.0273 | 13.6849 | 13.5636 | 13.2388 | 12.1039 | 10.9094 | 9.7689 | 6.4491 | 1.7644 | -0.93471 | -0.28185 |  | 380056 | 395083 | STRETFORD | SOUTH MANCHESTER
| Longridge | 11.9343 | 9.4099 | 8.5811 | 8.1497 | 7.7566 | 7.2297 | 6.7352 | 6.2651 | 5.8241 | 5.3811 | 4.9921 | 3.2715 | -0.9851 | -4.096 | -6.4615 |  | 16.0713 | 13.5469 | 12.7181 | 12.2867 | 11.8936 | 11.3667 | 10.8722 | 10.4021 | 9.9611 | 9.5181 | 9.1291 | 7.4085 | 3.1519 | 0.041044 | -2.3245 |  | 11.9343 | 10.7548 | 10.4548 | 10.2207 | 10.0221 | 9.7371 | 9.3959 | 8.9324 | 8.4364 | 8.148 | 7.8816 | 7.0822 | 5.8703 | 4.8431 | 3.977 |  | 16.0713 | 14.8918 | 14.5918 | 14.3577 | 14.1591 | 13.8741 | 13.5329 | 13.0694 | 12.5734 | 12.285 | 12.0186 | 11.2192 | 10.0073 | 8.9801 | 8.114 |  | 11.9343 | 10.3463 | 9.7451 | 9.3742 | 9.07 | 8.6867 | 8.3499 | 8.0098 | 7.5749 | 7.1036 | 6.6599 | 5.443 | 3.9266 | 2.608 | 2.2609 |  | 16.0713 | 14.4833 | 13.8821 | 13.5112 | 13.207 | 12.8237 | 12.4869 | 12.1468 | 11.7119 | 11.2406 | 10.7969 | 9.58 | 8.0636 | 6.745 | 6.3979 |  | 11.9343 | 8.6925 | 7.7507 | 7.3508 | 6.9954 | 6.5152 | 6.0911 | 5.7039 | 5.3303 | 4.9296 | 4.5825 | 2.9606 | -1.2088 | -4.1828 | -6.3201 |  | 16.0713 | 12.8295 | 11.8877 | 11.4878 | 11.1324 | 10.6522 | 10.2281 | 9.8409 | 9.4673 | 9.0666 | 8.7195 | 7.0976 | 2.9282 | -0.045764 | -2.1831 |  | 11.9343 | 8.3654 | 7.3819 | 7.0053 | 6.6844 | 6.2658 | 5.909 | 5.5541 | 4.8656 | 4.0729 | 3.2696 | 0.36197 | -3.2455 | -5.4121 | -5.3758 |  | 16.0713 | 12.5024 | 11.5189 | 11.1423 | 10.8214 | 10.4028 | 10.046 | 9.6911 | 9.0026 | 8.2099 | 7.4066 | 4.499 | 0.89146 | -1.2751 | -1.2388 |  | 360581 | 437001 | PRESTON EAST | PENWORTHAM
| Longsight | 4.8497 | 3.8712 | 3.1959 | 2.0871 | 1.5129 | 0.90746 | 0.63905 | 0.17209 | -0.29388 | -0.71301 | -1.0773 | -2.9846 | -7.9645 | -12.3689 | -15.3038 |  | 8.9867 | 8.0082 | 7.3329 | 6.2241 | 5.6499 | 5.0445 | 4.7761 | 4.3091 | 3.8431 | 3.424 | 3.0597 | 1.1524 | -3.8275 | -8.2319 | -11.1668 |  | 4.8497 | 4.0627 | 3.7247 | 3.8727 | 3.6303 | 3.3635 | 3.2655 | 2.82 | 2.2248 | 2.0167 | 1.8495 | 1.1504 | 0.2299 | -0.51464 | -0.83822 |  | 8.9867 | 8.1997 | 7.8617 | 8.0097 | 7.7673 | 7.5005 | 7.4025 | 6.957 | 6.3618 | 6.1537 | 5.9865 | 5.2874 | 4.3669 | 3.6224 | 3.2988 |  | 4.8497 | 4.1542 | 3.5743 | 2.4984 | 2.0177 | 1.5561 | 1.444 | 1.1027 | 0.71836 | 0.33785 | -0.024234 | -1.0634 | -2.3956 | -3.3256 | -3.533 |  | 8.9867 | 8.2912 | 7.7113 | 6.6354 | 6.1547 | 5.6931 | 5.581 | 5.2397 | 4.8554 | 4.4749 | 4.1128 | 3.0736 | 1.7414 | 0.81141 | 0.60403 |  | 4.8497 | 3.7963 | 3.1505 | 2.0797 | 1.5416 | 0.99208 | 0.80779 | 0.44132 | 0.042466 | -0.33009 | -0.6441 | -2.4749 | -7.2592 | -11.3227 | -13.9832 |  | 8.9867 | 7.9333 | 7.2875 | 6.2167 | 5.6786 | 5.1291 | 4.9448 | 4.5783 | 4.1795 | 3.8069 | 3.4929 | 1.6621 | -3.1222 | -7.1857 | -9.8462 |  | 4.8497 | 3.8038 | 3.2214 | 2.184 | 1.6972 | 1.213 | 1.0841 | 0.68381 | -0.41391 | -1.5516 | -2.6619 | -5.8674 | -10.5761 | -13.5881 | -12.9824 |  | 8.9867 | 7.9408 | 7.3584 | 6.321 | 5.8342 | 5.35 | 5.2211 | 4.8208 | 3.7231 | 2.5854 | 1.4751 | -1.7304 | -6.4391 | -9.4511 | -8.8454 |  | 385535 | 396037 | LONGSIGHT | BREDBURY
| Lostock | 10.4571 | 7.8817 | 7.0243 | 6.4263 | 6.084 | 5.6588 | 5.1745 | 4.7219 | 4.4269 | 4.0152 | 3.5456 | 2.2904 | -1.7079 | -5.6123 | -8.1835 |  | 16.4571 | 13.8817 | 13.0243 | 12.4263 | 12.084 | 11.6588 | 11.1745 | 10.7219 | 10.4269 | 10.0152 | 9.5456 | 8.2904 | 4.2921 | 0.38767 | -2.1835 |  | 10.4571 | 9.9574 | 10.0228 | 10.0054 | 10.24 | 10.4287 | 10.3732 | 10.1398 | 9.7066 | 9.5241 | 9.2953 | 8.417 | 7.6001 | 6.9818 | 6.8771 |  | 16.4571 | 15.9574 | 16.0228 | 16.0054 | 16.24 | 16.4287 | 16.3732 | 16.1398 | 15.7066 | 15.5241 | 15.2953 | 14.417 | 13.6001 | 12.9818 | 12.8771 |  | 10.4571 | 9.567 | 8.9381 | 8.3567 | 8.0212 | 7.6241 | 7.1762 | 6.7537 | 6.4577 | 6.0489 | 5.5838 | 4.7314 | 3.733 | 2.9834 | 2.616 |  | 16.4571 | 15.567 | 14.9381 | 14.3567 | 14.0212 | 13.6241 | 13.1762 | 12.7537 | 12.4577 | 12.0489 | 11.5838 | 10.7314 | 9.733 | 8.9834 | 8.616 |  | 10.4571 | 6.8833 | 5.9432 | 5.3727 | 5.0501 | 4.6526 | 4.2058 | 3.8103 | 3.5338 | 3.1182 | 2.6498 | 1.4279 | -1.5583 | -4.5275 | -6.4627 |  | 16.4571 | 12.8833 | 11.9432 | 11.3727 | 11.0501 | 10.6526 | 10.2058 | 9.8103 | 9.5338 | 9.1182 | 8.6498 | 7.4279 | 4.4417 | 1.4725 | -0.46269 |  | 10.4571 | 6.3874 | 5.4139 | 4.8719 | 4.5734 | 4.1996 | 3.7698 | 3.3427 | 2.7042 | 1.903 | 1.0418 | -1.2944 | -4.6072 | -7.0852 | -6.4308 |  | 16.4571 | 12.3874 | 11.4139 | 10.8719 | 10.5734 | 10.1996 | 9.7698 | 9.3427 | 8.7042 | 7.903 | 7.0418 | 4.7056 | 1.3928 | -1.0852 | -0.43085 |  | 365293 | 409079 | WESTHOUGHTON | KEARSLEY
| Lower Darwen | 11.3305 | 10.1203 | 9.7033 | 9.48 | 9.4318 | 9.2406 | 9.1729 | 9.114 | 8.9056 | 8.7988 | 8.6954 | 8.3771 | 7.5434 | 6.7658 | 6.3936 |  | 18.3305 | 17.1203 | 16.7033 | 16.48 | 16.4318 | 16.2406 | 16.1729 | 16.114 | 15.9056 | 15.7988 | 15.6954 | 15.3771 | 14.5434 | 13.7658 | 13.3936 |  | 11.3305 | 11.2343 | 11.3739 | 11.4528 | 11.6975 | 11.8606 | 12.0269 | 12.1054 | 11.9925 | 11.9894 | 11.9853 | 12.0473 | 12.1331 | 12.1652 | 12.3915 |  | 18.3305 | 18.2343 | 18.3739 | 18.4528 | 18.6975 | 18.8606 | 19.0269 | 19.1054 | 18.9925 | 18.9894 | 18.9853 | 19.0473 | 19.1331 | 19.1652 | 19.3915 |  | 11.3305 | 11.0648 | 10.8402 | 10.6241 | 10.5722 | 10.3986 | 10.3385 | 10.2862 | 10.089 | 9.9827 | 9.8793 | 9.6919 | 9.477 | 9.2712 | 9.3706 |  | 18.3305 | 18.0648 | 17.8402 | 17.6241 | 17.5722 | 17.3986 | 17.3385 | 17.2862 | 17.089 | 16.9827 | 16.8793 | 16.6919 | 16.477 | 16.2712 | 16.3706 |  | 11.3305 | 9.6103 | 9.1136 | 8.9156 | 8.8946 | 8.7222 | 8.6783 | 8.6465 | 8.4511 | 8.3569 | 8.2654 | 7.9806 | 7.2668 | 6.6742 | 6.5872 |  | 18.3305 | 16.6103 | 16.1136 | 15.9156 | 15.8946 | 15.7222 | 15.6783 | 15.6465 | 15.4511 | 15.3569 | 15.2654 | 14.9806 | 14.2668 | 13.6742 | 13.5872 |  | 11.3305 | 9.3473 | 8.8017 | 8.6065 | 8.5874 | 8.4134 | 8.3689 | 8.3248 | 7.9988 | 7.7714 | 7.5476 | 7.0311 | 6.3639 | 5.9505 | 6.347 |  | 18.3305 | 16.3473 | 15.8017 | 15.6065 | 15.5874 | 15.4134 | 15.3689 | 15.3248 | 14.9988 | 14.7714 | 14.5476 | 14.0311 | 13.3639 | 12.9505 | 13.347 |  | 369695 | 424981 | LOWER DARWEN | ROCHDALE
| Lyons Rd | 14.9844 | 13.358 | 13.2519 | 13.2068 | 12.9453 | 12.8439 | 12.7566 | 12.4971 | 12.3522 | 12.247 | 12.1245 | 8.2292 | -8.111 | -9.5519 | -8.9446 |  | 19.6214 | 17.995 | 17.8889 | 17.8438 | 17.5823 | 17.4809 | 17.3936 | 17.1341 | 16.9892 | 16.884 | 16.7615 | 12.8662 | -3.474 | -4.9149 | -4.3076 |  | 14.9844 | 14.5428 | 14.806 | 14.96 | 14.9539 | 15.1545 | 15.2561 | 15.1134 | 15.0732 | 15.0567 | 15.0197 | 14.8716 | 14.6683 | 14.4229 | 14.3613 |  | 19.6214 | 19.1798 | 19.443 | 19.597 | 19.5909 | 19.7915 | 19.8931 | 19.7504 | 19.7102 | 19.6937 | 19.6567 | 19.5086 | 19.3053 | 19.0599 | 18.9983 |  | 14.9844 | 14.0345 | 13.9948 | 13.9438 | 13.691 | 13.5838 | 13.4954 | 13.2518 | 13.1068 | 13.0019 | 12.8838 | 9.1184 | -6.5809 | -7.4329 | -6.2763 |  | 19.6214 | 18.6715 | 18.6318 | 18.5808 | 18.328 | 18.2208 | 18.1324 | 17.8888 | 17.7438 | 17.6389 | 17.5208 | 13.7554 | -1.9439 | -2.7959 | -1.6393 |  | 14.9844 | 12.6839 | 12.5341 | 12.5194 | 12.2629 | 12.1612 | 12.0762 | 11.8116 | 11.647 | 11.5156 | 11.361 | -8.2636 | -8.6457 | -9.9757 | -8.9967 |  | 19.6214 | 17.3209 | 17.1711 | 17.1564 | 16.8999 | 16.7982 | 16.7132 | 16.4486 | 16.284 | 16.1526 | 15.998 | -3.6266 | -4.0087 | -5.3387 | -4.3597 |  | 14.9844 | 12.3369 | 12.1553 | 12.1435 | 11.8659 | 11.7409 | 11.6313 | 11.3285 | 7.1966 | 7.0977 | 6.9614 | 6.2968 | 5.2522 | 4.4656 | 4.7093 |  | 19.6214 | 16.9739 | 16.7923 | 16.7805 | 16.5029 | 16.3779 | 16.2683 | 15.9655 | 11.8336 | 11.7347 | 11.5984 | 10.9338 | 9.8892 | 9.1026 | 9.3463 |  | 378253 | 397241 | BARTON | CARRINGTON
| Manchester Airport | 9.5016 | 9.4757 | 9.297 | 9.3683 | 9.4911 | 9.3702 | 9.3371 | 9.4738 | 9.3542 | 9.4193 | 9.4371 | 9.2095 | 9.4473 | 9.4606 | 9.4601 |  | 24.5016 | 24.4757 | 24.297 | 24.3683 | 24.4911 | 24.3702 | 24.3371 | 24.4738 | 24.3542 | 24.4193 | 24.4371 | 24.2095 | 24.4473 | 24.4606 | 24.4601 |  | 9.5016 | 9.4781 | 9.3018 | 9.3748 | 9.5004 | 9.3824 | 9.3529 | 9.4931 | 9.3748 | 9.4407 | 9.4591 | 9.2326 | 9.4711 | 9.4855 | 9.4856 |  | 24.5016 | 24.4781 | 24.3018 | 24.3748 | 24.5004 | 24.3824 | 24.3529 | 24.4931 | 24.3748 | 24.4407 | 24.4591 | 24.2326 | 24.4711 | 24.4855 | 24.4856 |  | 9.5016 | 9.4757 | 9.297 | 9.3683 | 9.4911 | 9.3702 | 9.3371 | 9.4738 | 9.3542 | 9.4193 | 9.4371 | 9.2095 | 9.4473 | 9.4606 | 9.4601 |  | 24.5016 | 24.4757 | 24.297 | 24.3683 | 24.4911 | 24.3702 | 24.3371 | 24.4738 | 24.3542 | 24.4193 | 24.4371 | 24.2095 | 24.4473 | 24.4606 | 24.4601 |  | 9.5016 | 9.4703 | 9.2882 | 9.3569 | 9.4773 | 9.354 | 9.3128 | 9.4414 | 9.318 | 9.3838 | 9.402 | 9.1751 | 9.4159 | 9.4316 | 9.4331 |  | 24.5016 | 24.4703 | 24.2882 | 24.3569 | 24.4773 | 24.354 | 24.3128 | 24.4414 | 24.318 | 24.3838 | 24.402 | 24.1751 | 24.4159 | 24.4316 | 24.4331 |  | 9.5016 | 9.4703 | 9.2882 | 9.3569 | 9.4773 | 9.354 | 9.3128 | 9.4414 | 9.318 | 9.3838 | 9.402 | 9.1751 | 9.4159 | 9.4316 | 9.4331 |  | 24.5016 | 24.4703 | 24.2882 | 24.3569 | 24.4773 | 24.354 | 24.3128 | 24.4414 | 24.318 | 24.3838 | 24.402 | 24.1751 | 24.4159 | 24.4316 | 24.4331 |  |  |  | MOSS NOOK | SOUTH MANCHESTER
| Manchester University | 9.1711 | 9.6036 | 9.4313 | 9.1192 | 8.9163 | 8.6723 | 8.4969 | 8.3635 | 8.3592 | 8.1631 | 8.023 | 7.7126 | 7.5696 | 7.3789 | 7.4763 |  | 13.3081 | 13.7406 | 13.5683 | 13.2562 | 13.0533 | 12.8093 | 12.6339 | 12.5005 | 12.4962 | 12.3001 | 12.16 | 11.8496 | 11.7066 | 11.5159 | 11.6133 |  | 9.1711 | 9.5574 | 9.8337 | 9.9454 | 10.187 | 10.4386 | 10.6259 | 10.7281 | 10.8345 | 10.7864 | 10.7806 | 10.8331 | 11.1543 | 11.3695 | 11.7458 |  | 13.3081 | 13.6944 | 13.9707 | 14.0824 | 14.324 | 14.5756 | 14.7629 | 14.8651 | 14.9715 | 14.9234 | 14.9176 | 14.9701 | 15.2913 | 15.5065 | 15.8828 |  | 9.1711 | 9.6043 | 9.4322 | 9.1205 | 8.9178 | 8.674 | 8.4988 | 8.3657 | 8.3613 | 8.1652 | 8.025 | 7.7194 | 7.6016 | 7.4364 | 7.5538 |  | 13.3081 | 13.7413 | 13.5692 | 13.2575 | 13.0548 | 12.811 | 12.6358 | 12.5027 | 12.4983 | 12.3022 | 12.162 | 11.8564 | 11.7386 | 11.5734 | 11.6908 |  | 9.1711 | 9.6411 | 9.5083 | 9.2373 | 9.0757 | 8.8768 | 8.7449 | 8.6568 | 8.6961 | 8.551 | 8.4626 | 8.314 | 8.4528 | 8.571 | 8.9738 |  | 13.3081 | 13.7781 | 13.6453 | 13.3743 | 13.2127 | 13.0138 | 12.8819 | 12.7938 | 12.8331 | 12.688 | 12.5996 | 12.451 | 12.5898 | 12.708 | 13.1108 |  | 9.1711 | 9.6421 | 9.5106 | 9.2409 | 9.0808 | 8.8835 | 8.7532 | 8.6667 | 8.7026 | 8.5525 | 8.459 | 8.3003 | 8.4395 | 8.5631 | 8.9863 |  | 13.3081 | 13.7791 | 13.6476 | 13.3779 | 13.2178 | 13.0205 | 12.8902 | 12.8037 | 12.8396 | 12.6895 | 12.596 | 12.4373 | 12.5765 | 12.7001 | 13.1233 |  |  |  | LONGSIGHT | BREDBURY
| Marple | 1.5764 | 1.0795 | 0.85483 | 0.78388 | 0.64394 | 0.43922 | 0.44048 | 0.31072 | 0.1886 | 0.071056 | -0.039682 | -0.73935 | -2.7425 | -4.4696 | -5.5715 |  | 0.57641 | 0.07955 | -0.14517 | -0.21612 | -0.35606 | -0.56078 | -0.55952 | -0.68928 | -0.8114 | -0.92894 | -1.0397 | -1.7394 | -3.7425 | -5.4696 | -6.5715 |  | 1.5764 | 1.3226 | 1.2215 | 1.2039 | 1.1229 | 1.0005 | 1.0236 | 0.88264 | 0.7114 | 0.63798 | 0.57548 | 0.33646 | 0.018909 | -0.22379 | -0.32481 |  | 0.57641 | 0.32264 | 0.22147 | 0.20391 | 0.12289 | 0.00051479 | 0.023618 | -0.11736 | -0.2886 | -0.36202 | -0.42452 | -0.66354 | -0.98109 | -1.2238 | -1.3248 |  | 1.5764 | 1.3233 | 1.1521 | 1.0894 | 0.9699 | 0.80331 | 0.82352 | 0.71954 | 0.6168 | 0.49679 | 0.38399 | 0.06731 | -0.32996 | -0.60017 | -0.66471 |  | 0.57641 | 0.32333 | 0.15212 | 0.08943 | -0.030097 | -0.19669 | -0.17648 | -0.28046 | -0.3832 | -0.50321 | -0.61601 | -0.93269 | -1.33 | -1.6002 | -1.6647 |  | 1.5764 | 0.97402 | 0.74335 | 0.68451 | 0.5594 | 0.37761 | 0.40139 | 0.30968 | 0.22129 | 0.11431 | 0.024015 | -0.62947 | -2.4986 | -4.1445 | -5.1817 |  | 0.57641 | -0.025979 | -0.25665 | -0.31549 | -0.4406 | -0.62239 | -0.59861 | -0.69032 | -0.77871 | -0.88569 | -0.97598 | -1.6295 | -3.4986 | -5.1445 | -6.1817 |  | 1.5764 | 0.93332 | 0.71132 | 0.66632 | 0.55352 | 0.3927 | 0.42958 | 0.29129 | -0.11726 | -0.54686 | -0.96469 | -2.2165 | -3.9983 | -5.1598 | -4.9303 |  | 0.57641 | -0.066676 | -0.28868 | -0.33368 | -0.44648 | -0.6073 | -0.57042 | -0.70871 | -1.1173 | -1.5469 | -1.9647 | -3.2165 | -4.9983 | -6.1598 | -5.9303 |  | 395671 | 388643 | HAZEL GROVE | BREDBURY
| Marton | 9.1715 | 8.2885 | 7.7685 | 7.4662 | 7.1845 | 6.8342 | 6.4546 | 6.1438 | 5.7496 | 5.4934 | 5.2182 | 3.6421 | -1.7329 | -6.6075 | -10.2185 |  | 13.7715 | 12.8885 | 12.3685 | 12.0662 | 11.7845 | 11.4342 | 11.0546 | 10.7438 | 10.3496 | 10.0934 | 9.8182 | 8.2421 | 2.8671 | -2.0075 | -5.6185 |  | 9.1715 | 9.0622 | 9.0683 | 9.0886 | 9.1412 | 9.1838 | 9.0956 | 8.7062 | 7.7825 | 7.7038 | 7.6335 | 7.4615 | 7.3255 | 7.3792 | 7.5067 |  | 13.7715 | 13.6622 | 13.6683 | 13.6886 | 13.7412 | 13.7838 | 13.6956 | 13.3062 | 12.3825 | 12.3038 | 12.2335 | 12.0615 | 11.9255 | 11.9792 | 12.1067 |  | 9.1715 | 9.0383 | 8.6902 | 8.4242 | 8.2012 | 7.9553 | 7.6953 | 7.4762 | 7.1382 | 6.9089 | 6.6471 | 6.0116 | 5.2221 | 4.796 | 4.6653 |  | 13.7715 | 13.6383 | 13.2902 | 13.0242 | 12.8012 | 12.5553 | 12.2953 | 12.0762 | 11.7382 | 11.5089 | 11.2471 | 10.6116 | 9.8221 | 9.396 | 9.2653 |  | 9.1715 | 7.9672 | 7.4064 | 7.1235 | 6.8545 | 6.5257 | 6.1756 | 5.9055 | 5.5251 | 5.2786 | 5.0187 | 3.452 | -1.7924 | -6.4318 | -9.8152 |  | 13.7715 | 12.5672 | 12.0064 | 11.7235 | 11.4545 | 11.1257 | 10.7756 | 10.5055 | 10.1251 | 9.8786 | 9.6187 | 8.052 | 2.8076 | -1.8318 | -5.2152 |  | 9.1715 | 7.8126 | 7.229 | 6.9388 | 6.6703 | 6.3661 | 6.0407 | 5.6855 | 4.5484 | 3.4919 | 2.3024 | -1.3093 | -6.6688 | -9.9652 | -9.562 |  | 13.7715 | 12.4126 | 11.829 | 11.5388 | 11.2703 | 10.9661 | 10.6407 | 10.2855 | 9.1484 | 8.0919 | 6.9024 | 3.2907 | -2.0688 | -5.3652 | -4.962 |  | 333341 | 433485 | BLACKPOOL | PENWORTHAM
| Maryport | 13.8051 | 13.2241 | 12.6976 | 12.2246 | 11.6259 | 10.9703 | 10.315 | 9.7935 | 9.2116 | 8.7235 | 8.3503 | 6.2223 | 1.1575 | -2.2477 | -4.9411 |  | 17.8051 | 17.2241 | 16.6976 | 16.2246 | 15.6259 | 14.9703 | 14.315 | 13.7935 | 13.2116 | 12.7235 | 12.3503 | 10.2223 | 5.1575 | 1.7523 | -0.94115 |  | 13.8051 | 13.3488 | 13.2398 | 13.1281 | 12.9196 | 12.7219 | 12.4475 | 12.0895 | 11.6391 | 11.3847 | 11.1701 | 10.3947 | 9.2557 | 8.5125 | 8.0873 |  | 17.8051 | 17.3488 | 17.2398 | 17.1281 | 16.9196 | 16.7219 | 16.4475 | 16.0895 | 15.6391 | 15.3847 | 15.1701 | 14.3947 | 13.2557 | 12.5125 | 12.0873 |  | 13.8051 | 13.3854 | 12.9498 | 12.5914 | 12.17 | 11.7739 | 11.4181 | 11.1368 | 10.6273 | 10.1141 | 9.6493 | 8.2583 | 6.668 | 5.9027 | 5.9971 |  | 17.8051 | 17.3854 | 16.9498 | 16.5914 | 16.17 | 15.7739 | 15.4181 | 15.1368 | 14.6273 | 14.1141 | 13.6493 | 12.2583 | 10.668 | 9.9027 | 9.9971 |  | 13.8051 | 13.2299 | 12.7394 | 12.3011 | 11.7433 | 11.1541 | 10.5967 | 10.1931 | 9.7118 | 9.2829 | 8.9705 | 6.9947 | 2.1897 | -0.95791 | -3.404 |  | 17.8051 | 17.2299 | 16.7394 | 16.3011 | 15.7433 | 15.1541 | 14.5967 | 14.1931 | 13.7118 | 13.2829 | 12.9705 | 10.9947 | 6.1897 | 3.0421 | 0.59602 |  | 13.8051 | 13.2371 | 12.7379 | 12.2891 | 11.7483 | 11.2305 | 10.7688 | 10.409 | 9.3139 | 8.1566 | 7.0583 | 3.776 | -0.2682 | -2.3613 | -1.8388 |  | 17.8051 | 17.2371 | 16.7379 | 16.2891 | 15.7483 | 15.2305 | 14.7688 | 14.409 | 13.3139 | 12.1566 | 11.0583 | 7.776 | 3.7318 | 1.6387 | 2.1612 |  | 303716 | 535313 | STAINBURN & SIDDICK | HARKER
| Medipark | 28.018 | 28.077 | 28.0273 | 27.9351 | 27.8703 | 27.826 | 22.7838 | 22.7436 | 22.7049 | 22.6721 | 22.6426 | 22.5519 | 22.3866 | 22.2529 | 22.1848 |  | 34.018 | 34.077 | 34.0273 | 33.9351 | 33.8703 | 33.826 | 33.7838 | 33.7436 | 33.7049 | 33.6721 | 33.6426 | 33.5519 | 33.3866 | 33.2529 | 33.1848 |  | 28.018 | 28.1178 | 28.198 | 28.2196 | 28.2755 | 28.3636 | 23.4152 | 23.432 | 23.4003 | 23.4068 | 23.4145 | 23.4442 | 23.5129 | 23.6014 | 23.7068 |  | 34.018 | 34.1178 | 34.198 | 34.2196 | 34.2755 | 34.3636 | 34.4152 | 34.432 | 34.4003 | 34.4068 | 34.4145 | 34.4442 | 34.5129 | 34.6014 | 34.7068 |  | 28.018 | 28.1295 | 28.0868 | 27.996 | 27.9322 | 27.8891 | 22.8482 | 22.8092 | 22.7709 | 22.7382 | 22.7086 | 22.6364 | 22.5672 | 22.55 | 22.5781 |  | 34.018 | 34.1295 | 34.0868 | 33.996 | 33.9322 | 33.8891 | 33.8482 | 33.8092 | 33.7709 | 33.7382 | 33.7086 | 33.6364 | 33.5672 | 33.55 | 33.5781 |  | 28.018 | 28.0628 | 28.0219 | 27.9424 | 27.8907 | 27.8597 | 22.8304 | 22.8035 | 22.779 | 22.7613 | 22.747 | 22.7044 | 22.6261 | 22.5855 | 22.6129 |  | 34.018 | 34.0628 | 34.0219 | 33.9424 | 33.8907 | 33.8597 | 33.8304 | 33.8035 | 33.779 | 33.7613 | 33.747 | 33.7044 | 33.6261 | 33.5855 | 33.6129 |  | 28.018 | 28.0521 | 28.0117 | 27.9344 | 27.885 | 27.8565 | 22.83 | 22.8059 | 22.7658 | 22.7294 | 22.6963 | 22.6087 | 22.5078 | 22.4892 | 22.606 |  | 34.018 | 34.0521 | 34.0117 | 33.9344 | 33.885 | 33.8565 | 33.83 | 33.8059 | 33.7658 | 33.7294 | 33.6963 | 33.6087 | 33.5078 | 33.4892 | 33.606 |  | 380477 | 387810 | ALTRINCHAM | CARRINGTON
| Melling | 1.7808 | 1.7169 | 1.5903 | 1.5241 | 1.3995 | 1.2694 | 1.1724 | 1.0472 | 0.93206 | 0.82589 | 0.74718 | 0.39274 | -0.2882 | -0.71158 | -0.97259 |  | 3.7808 | 3.7169 | 3.5903 | 3.5241 | 3.3995 | 3.2694 | 3.1724 | 3.0472 | 2.9321 | 2.8259 | 2.7472 | 2.3927 | 1.7118 | 1.2884 | 1.0274 |  | 1.7808 | 1.7178 | 1.672 | 1.6697 | 1.6084 | 1.5472 | 1.4885 | 1.3632 | 1.2347 | 1.167 | 1.119 | 0.94317 | 0.68646 | 0.51735 | 0.45066 |  | 3.7808 | 3.7178 | 3.672 | 3.6697 | 3.6084 | 3.5472 | 3.4885 | 3.3632 | 3.2347 | 3.167 | 3.119 | 2.9432 | 2.6865 | 2.5173 | 2.4507 |  | 1.7808 | 1.729 | 1.6148 | 1.5689 | 1.4734 | 1.3833 | 1.3279 | 1.2367 | 1.1309 | 1.0254 | 0.94072 | 0.6859 | 0.40036 | 0.24571 | 0.26674 |  | 3.7808 | 3.729 | 3.6148 | 3.5689 | 3.4734 | 3.3833 | 3.3279 | 3.2367 | 3.1309 | 3.0254 | 2.9407 | 2.6859 | 2.4004 | 2.2457 | 2.2667 |  | 1.7808 | 1.7269 | 1.6102 | 1.5487 | 1.4308 | 1.3167 | 1.2448 | 1.1525 | 1.0618 | 0.96911 | 0.90528 | 0.59187 | -0.016865 | -0.38189 | -0.6001 |  | 3.7808 | 3.7269 | 3.6102 | 3.5487 | 3.4308 | 3.3167 | 3.2448 | 3.1525 | 3.0618 | 2.9691 | 2.9053 | 2.5919 | 1.9831 | 1.6181 | 1.3999 |  | 1.7808 | 1.7357 | 1.6261 | 1.5658 | 1.4533 | 1.352 | 1.2938 | 1.2058 | 1.0395 | 0.85693 | 0.69871 | 0.22759 | -0.30947 | -0.54735 | -0.42448 |  | 3.7808 | 3.7357 | 3.6261 | 3.5658 | 3.4533 | 3.352 | 3.2938 | 3.2058 | 3.0395 | 2.8569 | 2.6987 | 2.2276 | 1.6905 | 1.4526 | 1.5755 |  | 360144 | 471643 | KENDAL (PARKSIDE RD) | HUTTON
| Mereside | 7.9362 | 5.6176 | 4.9343 | 4.6295 | 4.3825 | 4.1966 | 3.99 | 3.8039 | 3.6206 | 3.4576 | 3.2767 | 2.6999 | 1.2791 | -0.21003 | -1.2853 |  | 19.1962 | 16.8776 | 16.1943 | 15.8895 | 15.6425 | 15.4566 | 15.25 | 15.0639 | 14.8806 | 14.7176 | 14.5367 | 13.9599 | 12.5391 | 11.05 | 9.9747 |  | 7.9362 | 7.9095 | 8.0237 | 8.0359 | 8.1261 | 8.3068 | 8.3639 | 8.3256 | 8.1808 | 8.1261 | 8.1098 | 8.0083 | 7.7885 | 7.7492 | 7.8233 |  | 19.1962 | 19.1695 | 19.2837 | 19.2959 | 19.3861 | 19.5668 | 19.6239 | 19.5856 | 19.4408 | 19.3861 | 19.3698 | 19.2683 | 19.0485 | 19.0092 | 19.0833 |  | 7.9362 | 7.698 | 7.4168 | 7.1146 | 6.8741 | 6.6971 | 6.5048 | 6.3283 | 6.1485 | 5.9863 | 5.8092 | 5.3417 | 4.7311 | 4.4512 | 4.3857 |  | 19.1962 | 18.958 | 18.6768 | 18.3746 | 18.1341 | 17.9571 | 17.7648 | 17.5883 | 17.4085 | 17.2463 | 17.0692 | 16.6017 | 15.9911 | 15.7112 | 15.6457 |  | 7.9362 | 4.6106 | 3.7588 | 3.477 | 3.2471 | 3.0834 | 2.9011 | 2.7465 | 2.5187 | 2.291 | 2.0506 | 1.3272 | 0.15075 | -0.50839 | -1.1555 |  | 19.1962 | 15.8706 | 15.0188 | 14.737 | 14.5071 | 14.3434 | 14.1611 | 14.0065 | 13.7787 | 13.551 | 13.3106 | 12.5872 | 11.4108 | 10.7516 | 10.1045 |  | 7.9362 | 4.0982 | 3.1526 | 2.8746 | 2.6456 | 2.4861 | 2.3057 | 2.1398 | 1.7677 | 1.4068 | 1.0311 | 0.077577 | -1.0497 | -1.7764 | -1.5268 |  | 19.1962 | 15.3582 | 14.4126 | 14.1346 | 13.9056 | 13.7461 | 13.5657 | 13.3998 | 13.0277 | 12.6668 | 12.2911 | 11.3376 | 10.2103 | 9.4836 | 9.7332 |  | 334431 | 434843 | PEEL | PENWORTHAM
| Middleton Junction | 8.6867 | 8.151 | 7.7249 | 7.3533 | 6.9788 | 6.6784 | 6.328 | 5.9831 | 5.6697 | 5.3796 | 5.1056 | 3.2979 | -1.7862 | -6.0022 | -9.04 |  | 13.1867 | 12.651 | 12.2249 | 11.8533 | 11.4788 | 11.1784 | 10.828 | 10.4831 | 10.1697 | 9.8796 | 9.6056 | 7.7979 | 2.7138 | -1.5022 | -4.54 |  | 8.6867 | 8.4523 | 8.4634 | 8.4252 | 8.3957 | 8.4852 | 8.3936 | 8.1361 | 7.8271 | 7.6712 | 7.5152 | 7.0481 | 6.4779 | 6.1822 | 6.0882 |  | 13.1867 | 12.9523 | 12.9634 | 12.9252 | 12.8957 | 12.9852 | 12.8936 | 12.6361 | 12.3271 | 12.1712 | 12.0152 | 11.5481 | 10.9779 | 10.6822 | 10.5882 |  | 8.6867 | 8.3501 | 7.9738 | 7.6372 | 7.3184 | 7.1121 | 6.8723 | 6.6137 | 6.3422 | 6.0701 | 5.7977 | 5.0181 | 4.0674 | 3.5241 | 3.3676 |  | 13.1867 | 12.8501 | 12.4738 | 12.1372 | 11.8184 | 11.6121 | 11.3723 | 11.1137 | 10.8422 | 10.5701 | 10.2977 | 9.5181 | 8.5674 | 8.0241 | 7.8676 |  | 8.6867 | 8.005 | 7.6157 | 7.2988 | 6.9819 | 6.7578 | 6.5203 | 6.3069 | 6.0977 | 5.8636 | 5.6462 | 3.9742 | -0.83897 | -4.7454 | -7.3694 |  | 13.1867 | 12.505 | 12.1157 | 11.7988 | 11.4819 | 11.2578 | 11.0203 | 10.8069 | 10.5977 | 10.3636 | 10.1462 | 8.4742 | 3.661 | -0.2454 | -2.8694 |  | 8.6867 | 7.921 | 7.5312 | 7.2065 | 6.8826 | 6.6727 | 6.4453 | 6.0939 | 5.0377 | 3.933 | 2.8391 | -0.34316 | -4.8431 | -7.5365 | -6.9895 |  | 13.1867 | 12.421 | 12.0312 | 11.7065 | 11.3826 | 11.1727 | 10.9453 | 10.5939 | 9.5377 | 8.433 | 7.3391 | 4.1568 | -0.34309 | -3.0365 | -2.4895 |  | 388606 | 405292 | CHADDERTON | WHITEGATE
| Midway | 9.8249 | 9.625 | 9.3566 | 9.139 | 8.8131 | 8.4903 | 8.2948 | 7.9909 | 7.7641 | 7.5194 | 7.3546 | 6.4684 | 4.5428 | 3.3339 | 2.4491 |  | 12.3249 | 12.125 | 11.8566 | 11.639 | 11.3131 | 10.9903 | 10.7948 | 10.4909 | 10.2641 | 10.0194 | 9.8546 | 8.9684 | 7.0428 | 5.8339 | 4.9491 |  | 9.8249 | 9.689 | 9.645 | 9.6268 | 9.5125 | 9.4285 | 9.4021 | 9.1833 | 9.0061 | 8.8819 | 8.8027 | 8.4474 | 7.8699 | 7.455 | 7.2883 |  | 12.3249 | 12.189 | 12.145 | 12.1268 | 12.0125 | 11.9285 | 11.9021 | 11.6833 | 11.5061 | 11.3819 | 11.3027 | 10.9474 | 10.3699 | 9.955 | 9.7883 |  | 9.8249 | 9.7025 | 9.4744 | 9.3174 | 9.0838 | 8.8926 | 8.8361 | 8.653 | 8.4537 | 8.2023 | 8.0024 | 7.3671 | 6.6476 | 6.273 | 6.4167 |  | 12.3249 | 12.2025 | 11.9744 | 11.8174 | 11.5838 | 11.3926 | 11.3361 | 11.153 | 10.9537 | 10.7023 | 10.5024 | 9.8671 | 9.1476 | 8.773 | 8.9167 |  | 9.8249 | 9.6263 | 9.3771 | 9.1757 | 8.869 | 8.5823 | 8.4407 | 8.2067 | 8.0333 | 7.8182 | 7.6831 | 6.8671 | 5.0601 | 3.9537 | 3.1797 |  | 12.3249 | 12.1263 | 11.8771 | 11.6757 | 11.369 | 11.0823 | 10.9407 | 10.7067 | 10.5333 | 10.3182 | 10.1831 | 9.3671 | 7.5601 | 6.4537 | 5.6797 |  | 9.8249 | 9.6319 | 9.3861 | 9.1763 | 8.8739 | 8.6175 | 8.5127 | 8.3059 | 7.925 | 7.4574 | 7.0485 | 5.779 | 4.27 | 3.5363 | 3.8224 |  | 12.3249 | 12.1319 | 11.8861 | 11.6763 | 11.3739 | 11.1175 | 11.0127 | 10.8059 | 10.425 | 9.9574 | 9.5485 | 8.279 | 6.77 | 6.0363 | 6.3224 |  | 304525 | 501993 | EGREMONT | HARKER
| Milnrow | 12.4422 | 11.4469 | 11.2704 | 11.0387 | 10.7156 | 10.3461 | 10.0377 | 9.858 | 9.5085 | 9.2464 | 9.0858 | 7.5558 | 3.0548 | -0.6432 | -3.388 |  | 17.0822 | 16.0869 | 15.9104 | 15.6787 | 15.3556 | 14.9861 | 14.6777 | 14.498 | 14.1485 | 13.8864 | 13.7258 | 12.1958 | 7.6948 | 3.9968 | 1.252 |  | 12.4422 | 11.5633 | 11.5518 | 11.4339 | 11.2224 | 10.9908 | 10.7642 | 10.5614 | 10.1687 | 9.9726 | 9.8548 | 9.33 | 8.5944 | 8.071 | 7.6624 |  | 17.0822 | 16.2033 | 16.1918 | 16.0739 | 15.8624 | 15.6308 | 15.4042 | 15.2014 | 14.8087 | 14.6126 | 14.4948 | 13.97 | 13.2344 | 12.711 | 12.3024 |  | 12.4422 | 11.5501 | 11.4133 | 11.2137 | 10.9402 | 10.6563 | 10.4461 | 10.3354 | 10.0229 | 9.7716 | 9.6022 | 8.9347 | 8.0257 | 7.4247 | 7.0895 |  | 17.0822 | 16.1901 | 16.0533 | 15.8537 | 15.5802 | 15.2963 | 15.0861 | 14.9754 | 14.6629 | 14.4116 | 14.2422 | 13.5747 | 12.6657 | 12.0647 | 11.7295 |  | 12.4422 | 11.3818 | 11.2231 | 11.0155 | 10.7222 | 10.3984 | 10.1537 | 10.0487 | 9.7632 | 9.5467 | 9.4311 | 7.9751 | 3.6166 | 0.06921 | -2.4662 |  | 17.0822 | 16.0218 | 15.8631 | 15.6555 | 15.3622 | 15.0384 | 14.7937 | 14.6887 | 14.4032 | 14.1867 | 14.0711 | 12.6151 | 8.2566 | 4.7092 | 2.1738 |  | 12.4422 | 11.3836 | 11.2677 | 11.0913 | 10.8317 | 10.5556 | 10.3525 | 10.157 | 9.1463 | 8.1731 | 7.2961 | 4.5085 | 0.45423 | -2.019 | -1.7586 |  | 17.0822 | 16.0236 | 15.9077 | 15.7313 | 15.4717 | 15.1956 | 14.9925 | 14.797 | 13.7863 | 12.8131 | 11.9361 | 9.1485 | 5.0942 | 2.621 | 2.8814 |  | 392351 | 413056 | CASTLETON | ROCHDALE
| Mintsfeet | 6.7491 | 5.6816 | 5.1068 | 4.7489 | 4.2725 | 3.7163 | 3.2784 | 2.5054 | 1.8609 | 1.3922 | 0.89551 | -1.0828 | -9.2458 | -15.4915 | -17.4791 |  | 12.7491 | 11.6816 | 11.1068 | 10.7489 | 10.2725 | 9.7163 | 9.2784 | 8.5054 | 7.8609 | 7.3922 | 6.8955 | 4.9172 | -3.2458 | -9.4915 | -11.4791 |  | 6.7491 | 6.3703 | 6.2796 | 6.1801 | 6.0383 | 5.9952 | 5.6651 | 5.1487 | 4.6168 | 4.2806 | 4.0313 | 3.2415 | 2.2605 | 1.5487 | 1.1984 |  | 12.7491 | 12.3703 | 12.2796 | 12.1801 | 12.0383 | 11.9952 | 11.6651 | 11.1487 | 10.6168 | 10.2806 | 10.0313 | 9.2415 | 8.2605 | 7.5487 | 7.1984 |  | 6.7491 | 6.2365 | 5.787 | 5.4504 | 5.0961 | 4.74 | 4.4457 | 3.7856 | 3.1854 | 2.7279 | 2.21 | 0.94756 | -4.2253 | -7.9789 | -7.7119 |  | 12.7491 | 12.2365 | 11.787 | 11.4504 | 11.0961 | 10.74 | 10.4457 | 9.7856 | 9.1854 | 8.7279 | 8.21 | 6.9476 | 1.7747 | -1.9789 | -1.7119 |  | 6.7491 | 5.3433 | 4.6863 | 4.4325 | 3.8509 | 3.2951 | 2.8717 | 2.1354 | 1.1596 | 0.6716 | 0.44988 | -11.4026 | -15.5001 | -17.7892 | -19.1862 |  | 12.7491 | 11.3433 | 10.6863 | 10.4325 | 9.8509 | 9.2951 | 8.8717 | 8.1354 | 7.1596 | 6.6716 | 6.4499 | -5.4026 | -9.5001 | -11.7892 | -13.1862 |  | 6.7491 | 5.1855 | 4.5077 | 4.3078 | -1.0656 | -1.286 | -1.7601 | -2.2505 | -3.3 | -4.6961 | -5.6788 | -9.2813 | -12.786 | -14.6302 | -13.9365 |  | 12.7491 | 11.1855 | 10.5077 | 10.3078 | 4.9344 | 4.714 | 4.2399 | 3.7495 | 2.7 | 1.3039 | 0.32121 | -3.2813 | -6.786 | -8.6302 | -7.9365 |  | 351827 | 494315 | KENDAL (PARKSIDE RD) | HUTTON
| Monsall | 7.4531 | 5.3689 | 5.0379 | 4.9386 | 4.7255 | 4.5508 | 0.40941 | 0.19157 | 0.007528 | -0.16042 | -0.23975 | -1.3819 | -5.2297 | -8.3225 | -10.4917 |  | 16.9531 | 14.8689 | 14.5379 | 14.4386 | 14.2255 | 14.0508 | 13.9094 | 13.6916 | 13.5075 | 13.3396 | 13.2602 | 12.1181 | 8.2703 | 5.1775 | 3.0083 |  | 7.4531 | 6.7333 | 6.723 | 6.7523 | 6.6949 | 6.702 | 2.7013 | 2.5666 | 2.4271 | 2.3661 | 2.3569 | 2.2524 | 2.0511 | 1.9735 | 1.9255 |  | 16.9531 | 16.2333 | 16.223 | 16.2523 | 16.1949 | 16.202 | 16.2013 | 16.0666 | 15.9271 | 15.8661 | 15.8569 | 15.7524 | 15.5511 | 15.4735 | 15.4255 |  | 7.4531 | 6.5612 | 6.4054 | 6.3384 | 6.1888 | 6.1026 | 2.0592 | 1.923 | 1.7772 | 1.6234 | 1.5293 | 1.1844 | 0.67172 | 0.4032 | 0.36405 |  | 16.9531 | 16.0612 | 15.9054 | 15.8384 | 15.6888 | 15.6026 | 15.5592 | 15.423 | 15.2772 | 15.1234 | 15.0293 | 14.6844 | 14.1717 | 13.9032 | 13.8641 |  | 7.4531 | 4.7246 | 4.3319 | 4.258 | 4.0676 | 3.9201 | -0.18493 | -0.36974 | -0.52458 | -0.65808 | -0.70041 | -1.778 | -5.517 | -8.4929 | -10.5424 |  | 16.9531 | 14.2246 | 13.8319 | 13.758 | 13.5676 | 13.4201 | 13.3151 | 13.1303 | 12.9754 | 12.8419 | 12.7996 | 11.722 | 7.983 | 5.0071 | 2.9576 |  | 7.4531 | 4.4371 | 4.0524 | 4.0186 | 3.8689 | 3.7698 | -0.28923 | -0.53706 | -1.3601 | -2.2026 | -2.9683 | -5.2839 | -8.709 | -10.6913 | -10.1427 |  | 16.9531 | 13.9371 | 13.5524 | 13.5186 | 13.3689 | 13.2698 | 13.2108 | 12.9629 | 12.1399 | 11.2974 | 10.5317 | 8.2161 | 4.791 | 2.8087 | 3.3573 |  | 386332 | 401003 | STUART ST | STALYBRIDGE
| Monton | 7.1717 | 5.3388 | 4.94 | 4.6347 | 4.2807 | 3.8603 | 3.4675 | 3.0619 | 2.6632 | 2.2931 | 1.9334 | 0.29006 | -3.61 | -6.7028 | -8.972 |  | 10.6717 | 8.8388 | 8.44 | 8.1347 | 7.7807 | 7.3603 | 6.9675 | 6.5619 | 6.1632 | 5.7931 | 5.4334 | 3.7901 | -0.11001 | -3.2028 | -5.472 |  | 7.1717 | 6.2201 | 6.1451 | 6.0061 | 5.7308 | 5.4844 | 5.2389 | 4.7398 | 4.2809 | 4.0051 | 3.7362 | 2.924 | 1.8467 | 1.2268 | 0.69632 |  | 10.6717 | 9.7201 | 9.6451 | 9.5061 | 9.2308 | 8.9844 | 8.7389 | 8.2398 | 7.7809 | 7.5051 | 7.2362 | 6.424 | 5.3467 | 4.7268 | 4.1963 |  | 7.1717 | 5.889 | 5.5952 | 5.3245 | 5.0141 | 4.6796 | 4.385 | 4.0375 | 3.6864 | 3.3409 | 2.9876 | 1.9771 | 0.68435 | -0.040132 | -0.49806 |  | 10.6717 | 9.389 | 9.0952 | 8.8245 | 8.5141 | 8.1796 | 7.885 | 7.5375 | 7.1864 | 6.8409 | 6.4876 | 5.4771 | 4.1844 | 3.4599 | 3.0019 |  | 7.1717 | 4.8356 | 4.4163 | 4.1411 | 3.7915 | 3.4113 | 3.0864 | 2.6896 | 2.315 | 1.9425 | 1.5812 | -0.14176 | -4.0221 | -6.7357 | -8.6165 |  | 10.6717 | 8.3356 | 7.9163 | 7.6411 | 7.2915 | 6.9113 | 6.5864 | 6.1896 | 5.815 | 5.4425 | 5.0812 | 3.3582 | -0.52208 | -3.2357 | -5.1165 |  | 7.1717 | 4.6162 | 4.1956 | 3.951 | 3.625 | 3.2747 | 2.9728 | 2.5232 | 1.6415 | 0.72972 | -0.18827 | -2.8636 | -6.4709 | -8.3556 | -8.214 |  | 10.6717 | 8.1162 | 7.6956 | 7.451 | 7.125 | 6.7747 | 6.4728 | 6.0232 | 5.1415 | 4.2297 | 3.3117 | 0.63637 | -2.9709 | -4.8556 | -4.714 |  | 376321 | 399494 | BARTON | CARRINGTON
| Moorside | 8.9357 | 4.3197 | 2.9732 | 2.7999 | 2.3442 | 1.8669 | 1.4277 | 1.0604 | 0.56303 | 0.16098 | -0.16126 | -1.5677 | -4.1287 | -5.8838 | -7.1812 |  | 12.4357 | 7.8197 | 6.4732 | 6.2999 | 5.8442 | 5.3669 | 4.9277 | 4.5604 | 4.063 | 3.661 | 3.3387 | 1.9323 | -0.62871 | -2.3838 | -3.6812 |  | 8.9357 | 7.1344 | 6.6581 | 6.644 | 6.4174 | 6.1956 | 5.9175 | 5.5626 | 5.075 | 4.7753 | 4.5205 | 3.6264 | 2.395 | 1.5097 | 1.0201 |  | 12.4357 | 10.6344 | 10.1581 | 10.144 | 9.9174 | 9.6956 | 9.4175 | 9.0626 | 8.575 | 8.2753 | 8.0205 | 7.1264 | 5.895 | 5.0097 | 4.5201 |  | 8.9357 | 5.7952 | 4.7988 | 4.653 | 4.2876 | 3.9393 | 3.6386 | 3.3772 | 2.9185 | 2.5057 | 2.1444 | 0.99053 | -0.37221 | -1.2362 | -1.4301 |  | 12.4357 | 9.2952 | 8.2988 | 8.153 | 7.7876 | 7.4393 | 7.1386 | 6.8772 | 6.4185 | 6.0057 | 5.6444 | 4.4905 | 3.1278 | 2.2638 | 2.0699 |  | 8.9357 | 2.6826 | 1.0352 | 0.92745 | 0.50501 | 0.085732 | -0.2614 | -0.51476 | -0.92898 | -1.2789 | -1.5452 | -2.8432 | -5.2072 | -6.777 | -7.826 |  | 12.4357 | 6.1826 | 4.5352 | 4.4275 | 4.005 | 3.5857 | 3.2386 | 2.9852 | 2.571 | 2.2211 | 1.9548 | 0.65683 | -1.7072 | -3.277 | -4.326 |  | 8.9357 | 1.8662 | 0.054881 | -0.031538 | -0.44261 | -0.82496 | -1.127 | -1.3459 | -1.969 | -2.5724 | -3.1158 | -4.888 | -6.947 | -8.1165 | -8.0401 |  | 12.4357 | 5.3662 | 3.5549 | 3.4685 | 3.0574 | 2.675 | 2.373 | 2.1541 | 1.531 | 0.9276 | 0.38419 | -1.388 | -3.447 | -4.6165 | -4.5401 |  | 349331 | 435746 | RIBBLE | PENWORTHAM
| Morton Park & Pirelli | 10.0264 | 5.4232 | 1.1265 | -2.123 | -5.7215 | -9.3597 | -1.1163 | -3.9852 | -6.6144 | -9.0696 | -9.3215 | -13.0642 | -20.6064 | -25.8997 | -29.4814 |  | 13.8264 | 9.2232 | 4.9265 | 1.677 | -1.9215 | -5.5597 | -8.1163 | -10.9852 | -13.6144 | -16.0696 | -16.3215 | -20.0642 | -27.6064 | -32.8997 | -36.4814 |  | 10.0264 | 8.6793 | 7.0105 | 5.5776 | 3.8813 | 2.2109 | 11.7546 | 10.419 | 8.8374 | 7.5426 | 7.347 | 6.405 | 5.1769 | 4.4639 | 4.1307 |  | 13.8264 | 12.4793 | 10.8105 | 9.3776 | 7.6813 | 6.0109 | 4.7546 | 3.419 | 1.8374 | 0.54258 | 0.34704 | -0.59497 | -1.8231 | -2.5361 | -2.8693 |  | 10.0264 | 8.3049 | 4.6365 | 1.4177 | -2.0697 | -5.5306 | 2.9038 | 0.16998 | -2.3884 | -4.8324 | -5.1153 | -7.7307 | -10.5286 | -11.6796 | -11.8097 |  | 13.8264 | 12.1049 | 8.4365 | 5.2177 | 1.7303 | -1.7306 | -4.0962 | -6.83 | -9.3884 | -11.8324 | -12.1153 | -14.7307 | -17.5286 | -18.6796 | -18.8097 |  | 10.0264 | 3.9748 | -0.55419 | -3.7314 | -7.2697 | -10.8173 | -2.4389 | -5.1285 | -9.4398 | -11.7255 | -11.8058 | -18.1191 | -25.2462 | -29.9535 | -33.1141 |  | 13.8264 | 7.7748 | 3.2458 | 0.068622 | -3.4697 | -7.0173 | -9.4389 | -12.1285 | -16.4398 | -18.7255 | -18.8058 | -25.1191 | -32.2462 | -36.9535 | -40.1141 |  | 10.0264 | 3.283 | -1.3425 | -4.484 | -8.5121 | -15.9533 | -10.5103 | -13.9613 | -17.1433 | -20.1953 | -21.0726 | -24.7761 | -30.405 | -33.7427 | -32.9169 |  | 13.8264 | 7.083 | 2.4575 | -0.68399 | -4.7121 | -12.1533 | -17.5103 | -20.9613 | -24.1433 | -27.1953 | -28.0726 | -31.7761 | -37.405 | -40.7427 | -39.9169 |  | 337826 | 553939 | CARLISLE | HARKER
| Mosley Rd | 11.3486 | 11.1229 | 11.0384 | 10.721 | 10.4443 | 10.2904 | 10.1281 | 9.9551 | 9.8094 | 9.6521 | 9.4598 | 8.7765 | 6.4986 | 3.6696 | 2.4321 |  | 9.4486 | 9.2229 | 9.1384 | 8.821 | 8.5443 | 8.3904 | 8.2281 | 8.0551 | 7.9094 | 7.7521 | 7.5598 | 6.8765 | 4.5986 | 1.7696 | 0.53207 |  | 11.3486 | 11.4765 | 11.811 | 11.8324 | 11.916 | 12.1567 | 12.2741 | 12.2765 | 12.206 | 12.1684 | 12.1022 | 11.9035 | 11.6037 | 11.2856 | 11.0443 |  | 9.4486 | 9.5765 | 9.911 | 9.9324 | 10.016 | 10.2567 | 10.3741 | 10.3765 | 10.306 | 10.2684 | 10.2022 | 10.0035 | 9.7037 | 9.3856 | 9.1443 |  | 11.3486 | 11.4722 | 11.4321 | 11.1228 | 10.8469 | 10.6945 | 10.5348 | 10.3741 | 10.2278 | 10.0759 | 9.8958 | 9.3929 | 7.9962 | 5.8934 | 5.4413 |  | 9.4486 | 9.5722 | 9.5321 | 9.2228 | 8.9469 | 8.7945 | 8.6348 | 8.4741 | 8.3278 | 8.1759 | 7.9958 | 7.4929 | 6.0962 | 3.9934 | 3.5413 |  | 11.3486 | 10.9854 | 10.9117 | 10.6193 | 10.3551 | 10.1946 | 10.0174 | 9.833 | 9.6582 | 9.4463 | 9.1838 | 5.7341 | 3.6024 | 2.3704 | 1.8028 |  | 9.4486 | 9.0854 | 9.0117 | 8.7193 | 8.4551 | 8.2946 | 8.1174 | 7.933 | 7.7582 | 7.5463 | 7.2838 | 3.8341 | 1.7024 | 0.47041 | -0.097192 |  | 11.3486 | 10.8988 | 10.8119 | 10.5069 | 10.2014 | 9.9992 | 9.3984 | 7.5992 | 7.2524 | 6.2192 | 5.8006 | 4.2028 | 2.4656 | 1.5926 | 1.6616 |  | 9.4486 | 8.9988 | 8.9119 | 8.6069 | 8.3014 | 8.0992 | 7.4984 | 5.6992 | 5.3524 | 4.3192 | 3.9006 | 2.3028 | 0.56557 | -0.30738 | -0.23844 |  | 379058 | 396289 | STRETFORD | SOUTH MANCHESTER
| Moss Lane | 3.1857 | 1.3434 | 0.56994 | 0.046949 | -0.69753 | -1.305 | 1.0618 | 0.40671 | -0.0028837 | -0.55956 | -1.0059 | -3.8896 | -12.2486 | -19.0111 | -24.3996 |  | 7.3227 | 5.4804 | 4.7069 | 4.1839 | 3.4395 | 2.832 | 2.2618 | 1.6067 | 1.1971 | 0.64044 | 0.19413 | -2.6896 | -11.0486 | -17.8111 | -23.1996 |  | 3.1857 | 2.0294 | 1.771 | 1.5799 | 1.142 | 0.85705 | 3.3987 | 2.7065 | 2.1161 | 1.6784 | 1.3169 | 0.15996 | -1.6418 | -3.0669 | -4.0836 |  | 7.3227 | 6.1664 | 5.908 | 5.7169 | 5.279 | 4.994 | 4.5987 | 3.9065 | 3.3161 | 2.8784 | 2.5169 | 1.36 | -0.44175 | -1.8669 | -2.8836 |  | 3.1857 | 1.9377 | 1.2728 | 0.80853 | 0.15992 | -0.28944 | 2.2608 | 1.7658 | 1.441 | 0.93759 | 0.49182 | -1.0379 | -3.1567 | -4.8044 | -5.8321 |  | 7.3227 | 6.0747 | 5.4098 | 4.9455 | 4.2969 | 3.8476 | 3.4608 | 2.9658 | 2.641 | 2.1376 | 1.6918 | 0.16211 | -1.9567 | -3.6044 | -4.6321 |  | 3.1857 | 1.0174 | 0.26651 | -0.20457 | -0.89853 | -1.44 | 1.026 | 0.50225 | 0.17329 | -0.43822 | -1.1264 | -4.8282 | -13.5048 | -20.5718 | -24.6801 |  | 7.3227 | 5.1544 | 4.4035 | 3.9324 | 3.2385 | 2.697 | 2.226 | 1.7022 | 1.3733 | 0.76178 | 0.073569 | -3.6282 | -12.3048 | -19.3718 | -23.4801 |  | 3.1857 | 0.90179 | 0.21103 | -0.22593 | -0.92655 | -1.4561 | 0.99071 | 0.23118 | -1.3966 | -3.3193 | -5.2235 | -10.8935 | -19.0802 | -24.0501 | -24.0101 |  | 7.3227 | 5.0388 | 4.348 | 3.9111 | 3.2104 | 2.6809 | 2.1907 | 1.4312 | -0.19665 | -2.1193 | -4.0235 | -9.6935 | -17.8802 | -22.8501 | -22.8101 |  | 380858 | 405856 | KEARSLEY LOCAL | KEARSLEY
| Moss Nook Primary | 19.2905 | 17.3957 | 16.9577 | 16.5147 | 16.0975 | 15.6417 | 15.3083 | 15.0525 | 14.724 | 14.3703 | 14.0782 | 12.4753 | 8.2185 | 4.7862 | 2.2702 |  | 25.2905 | 23.3957 | 22.9577 | 22.5147 | 22.0975 | 21.6417 | 21.3083 | 21.0525 | 20.724 | 20.3703 | 20.0782 | 18.4753 | 14.2185 | 10.7862 | 8.2702 |  | 19.2905 | 18.6788 | 18.739 | 18.5885 | 18.4564 | 18.3205 | 18.1792 | 17.9284 | 17.5573 | 17.3137 | 17.1044 | 16.5167 | 15.8163 | 15.5078 | 15.4002 |  | 25.2905 | 24.6788 | 24.739 | 24.5885 | 24.4564 | 24.3205 | 24.1792 | 23.9284 | 23.5573 | 23.3137 | 23.1044 | 22.5167 | 21.8163 | 21.5078 | 21.4002 |  | 19.2905 | 18.4269 | 18.1372 | 17.7303 | 17.3692 | 17.0034 | 16.7645 | 16.5795 | 16.2949 | 15.9638 | 15.6749 | 14.8694 | 13.9023 | 13.4251 | 13.2874 |  | 25.2905 | 24.4269 | 24.1372 | 23.7303 | 23.3692 | 23.0034 | 22.7645 | 22.5795 | 22.2949 | 21.9638 | 21.6749 | 20.8694 | 19.9023 | 19.4251 | 19.2874 |  | 19.2905 | 16.7871 | 16.3288 | 15.9326 | 15.5677 | 15.1917 | 14.9943 | 14.8787 | 14.6708 | 14.3989 | 14.186 | 12.7928 | 8.9044 | 5.8084 | 3.6116 |  | 25.2905 | 22.7871 | 22.3288 | 21.9326 | 21.5677 | 21.1917 | 20.9943 | 20.8787 | 20.6708 | 20.3989 | 20.186 | 18.7928 | 14.9044 | 11.8084 | 9.6116 |  | 19.2905 | 16.4835 | 16.01 | 15.6258 | 15.2772 | 14.9317 | 14.7574 | 14.5832 | 13.7223 | 12.7593 | 11.8521 | 9.2311 | 5.5644 | 3.3685 | 3.7409 |  | 25.2905 | 22.4835 | 22.01 | 21.6258 | 21.2772 | 20.9317 | 20.7574 | 20.5832 | 19.7223 | 18.7593 | 17.8521 | 15.2311 | 11.5644 | 9.3685 | 9.7409 |  | 384084 | 385010 | MOSS NOOK | SOUTH MANCHESTER
| Moss Side (Leyland) & Seven Stars | 4.7589 | 0.54493 | -0.71547 | -1.0591 | -1.5706 | -1.9886 | -2.488 | -2.9015 | -3.436 | -3.8039 | -4.1414 | -5.8687 | -10.1778 | -14.1965 | -17.4188 |  | 11.1089 | 6.8949 | 5.6345 | 5.2909 | 4.7794 | 4.3614 | 3.862 | 3.4485 | 2.914 | 2.5461 | 2.2086 | 0.48129 | -3.8278 | -7.8465 | -11.0688 |  | 4.7589 | 2.911 | 2.6186 | 2.7071 | 2.6814 | 2.7534 | 2.4952 | 2.1395 | 1.6309 | 1.3654 | 1.1022 | 0.29765 | -0.82598 | -1.5056 | -1.9323 |  | 11.1089 | 9.261 | 8.9686 | 9.0571 | 9.0314 | 9.1034 | 8.8452 | 8.4895 | 7.9809 | 7.7154 | 7.4522 | 6.6476 | 5.524 | 4.8444 | 4.4177 |  | 4.7589 | 1.2777 | 0.18593 | -0.11593 | -0.56545 | -0.89007 | -1.2762 | -1.6016 | -2.0823 | -2.4301 | -2.7668 | -3.7775 | -4.9997 | -5.7222 | -6.1053 |  | 11.1089 | 7.6277 | 6.5359 | 6.2341 | 5.7845 | 5.4599 | 5.0738 | 4.7484 | 4.2677 | 3.9199 | 3.5832 | 2.5725 | 1.3503 | 0.62781 | 0.24472 |  | 4.7589 | -1.0485 | -2.6002 | -2.9144 | -3.4315 | -3.8451 | -4.3381 | -4.7277 | -5.2955 | -5.6997 | -6.0729 | -7.9239 | -12.1842 | -15.3136 | -17.8173 |  | 11.1089 | 5.3015 | 3.7498 | 3.4356 | 2.9185 | 2.5049 | 2.0119 | 1.6223 | 1.0545 | 0.65026 | 0.2771 | -1.5739 | -5.8342 | -8.9636 | -11.4673 |  | 4.7589 | -1.8312 | -3.5118 | -3.8103 | -4.3266 | -4.7255 | -5.2148 | -5.6796 | -6.8503 | -7.8807 | -8.8945 | -11.8698 | -15.8562 | -18.1199 | -17.8565 |  | 11.1089 | 4.5188 | 2.8382 | 2.5397 | 2.0234 | 1.6245 | 1.1352 | 0.67037 | -0.50035 | -1.5307 | -2.5445 | -5.5198 | -9.5062 | -11.7699 | -11.5065 |  | 352170 | 422970 | LEYLAND | PENWORTHAM
| Moss Side (Longsight) | 2.1219 | -3.032 | -4.2312 | -4.3863 | -4.9212 | -5.5086 | 2.1699 | 1.6828 | -0.57484 | -0.88349 | -1.1065 | -4.7609 | -10.4304 | -15.3471 | -18.5802 |  | 8.6219 | 3.468 | 2.2688 | 2.1137 | 1.5788 | 0.99145 | 0.66994 | 0.18277 | -2.0748 | -2.3835 | -2.6065 | -6.2609 | -11.9304 | -16.8471 | -20.0802 |  | 2.1219 | 0.63123 | 0.27677 | 0.33786 | 0.09979 | -0.14034 | 7.7353 | 7.3412 | 6.7968 | 6.5391 | 6.3278 | 5.4109 | 4.1482 | 3.1396 | 2.4225 |  | 8.6219 | 7.1312 | 6.7768 | 6.8379 | 6.5998 | 6.3597 | 6.2353 | 5.8412 | 5.2968 | 5.0391 | 4.8278 | 3.9109 | 2.6482 | 1.6396 | 0.92248 |  | 2.1219 | 0.24788 | -0.45319 | -0.62096 | -1.0828 | -1.5548 | 6.2142 | 5.8108 | 3.5903 | 3.2589 | 2.9807 | 0.27211 | -1.3745 | -2.7437 | -3.2928 |  | 8.6219 | 6.7479 | 6.0468 | 5.879 | 5.4172 | 4.9452 | 4.7142 | 4.3108 | 2.0903 | 1.7589 | 1.4807 | -1.2279 | -2.8745 | -4.2437 | -4.7928 |  | 2.1219 | -4.7061 | -6.087 | -6.1696 | -6.6565 | -7.1877 | 0.58669 | 0.19116 | -1.9685 | -2.2011 | -2.3441 | -6.1395 | -12.8582 | -17.5511 | -20.4259 |  | 8.6219 | 1.7939 | 0.41295 | 0.33042 | -0.15645 | -0.6877 | -0.91331 | -1.3088 | -3.4685 | -3.7011 | -3.8441 | -7.6395 | -14.3582 | -19.0511 | -21.9259 |  | 2.1219 | -5.5111 | -6.9489 | -6.9531 | -7.3741 | -7.8358 | 0.011065 | -0.45873 | -5.489 | -8.0023 | -8.886 | -12.2258 | -17.0852 | -20.4916 | -20.0867 |  | 8.6219 | 0.98887 | -0.44892 | -0.45314 | -0.87414 | -1.3358 | -1.4889 | -1.9587 | -6.989 | -9.5023 | -10.386 | -13.7258 | -18.5852 | -21.9916 | -21.5867 |  | 384007 | 395893 | LONGSIGHT | BREDBURY
| Mossley | 11.4679 | 10.0172 | 9.5736 | 9.3237 | 8.9181 | 8.5194 | 8.1418 | 7.7929 | 7.407 | 7.0316 | 6.7112 | 4.5314 | -1.5487 | -6.3693 | -9.6235 |  | 16.1049 | 14.6542 | 14.2106 | 13.9607 | 13.5551 | 13.1564 | 12.7788 | 12.4299 | 12.044 | 11.6686 | 11.3482 | 9.1684 | 3.0883 | -1.7323 | -4.9865 |  | 11.4679 | 10.3166 | 10.0836 | 9.9371 | 9.6121 | 9.2944 | 8.918 | 8.4257 | 7.874 | 7.5302 | 7.2201 | 6.3412 | 5.2171 | 4.5775 | 4.1728 |  | 16.1049 | 14.9536 | 14.7206 | 14.5741 | 14.2491 | 13.9314 | 13.555 | 13.0627 | 12.511 | 12.1672 | 11.8571 | 10.9782 | 9.8541 | 9.2145 | 8.8098 |  | 11.4679 | 10.3457 | 9.9747 | 9.7578 | 9.4111 | 9.1077 | 8.8413 | 8.5739 | 8.2326 | 7.8719 | 7.5453 | 6.6128 | 5.4437 | 4.8063 | 4.5234 |  | 16.1049 | 14.9827 | 14.6117 | 14.3948 | 14.0481 | 13.7447 | 13.4783 | 13.2109 | 12.8696 | 12.5089 | 12.1823 | 11.2498 | 10.0807 | 9.4433 | 9.1604 |  | 11.4679 | 9.8932 | 9.471 | 9.2506 | 8.8854 | 8.5673 | 8.3049 | 8.0988 | 7.8365 | 7.5424 | 7.3082 | 5.3059 | -0.49675 | -5.1031 | -8.1638 |  | 16.1049 | 14.5302 | 14.108 | 13.8876 | 13.5224 | 13.2043 | 12.9419 | 12.7358 | 12.4735 | 12.1794 | 11.9452 | 9.9429 | 4.1403 | -0.46614 | -3.5268 |  | 11.4679 | 9.88 | 9.518 | 9.3501 | 9.0407 | 8.7895 | 8.5872 | 8.2319 | 6.9546 | 5.6125 | 4.3161 | 0.54091 | -4.8026 | -7.8882 | -7.199 |  | 16.1049 | 14.517 | 14.155 | 13.9871 | 13.6777 | 13.4265 | 13.2242 | 12.8689 | 11.5916 | 10.2495 | 8.9531 | 5.1779 | -0.16564 | -3.2512 | -2.562 |  | 397437 | 401979 | HARTSHEAD-HEYROD | STALYBRIDGE
| Mount St | 12.7136 | 9.7302 | 9.1893 | 8.9636 | 8.4406 | 7.9596 | 7.5388 | 6.9128 | 6.5355 | 6.0907 | 5.7248 | 3.6218 | -1.8164 | -6.0155 | -9.3142 |  | 17.3505 | 14.3671 | 13.8262 | 13.6005 | 13.0775 | 12.5965 | 12.1758 | 11.5497 | 11.1724 | 10.7276 | 10.3617 | 8.2587 | 2.8205 | -1.3786 | -4.6773 |  | 12.7136 | 11.7186 | 11.6843 | 11.6197 | 11.2569 | 10.9992 | 10.7515 | 10.1295 | 9.6713 | 9.3253 | 9.0325 | 8.0716 | 6.8438 | 6.1898 | 5.6387 |  | 17.3505 | 16.3555 | 16.3212 | 16.2566 | 15.8938 | 15.6361 | 15.3884 | 14.7664 | 14.3082 | 13.9622 | 13.6694 | 12.7085 | 11.4808 | 10.8267 | 10.2756 |  | 12.7136 | 11.4247 | 11.1167 | 10.912 | 10.4909 | 10.126 | 9.8459 | 9.3641 | 9.0105 | 8.6128 | 8.2095 | 7.0299 | 5.4799 | 4.6748 | 4.207 |  | 17.3505 | 16.0616 | 15.7536 | 15.5489 | 15.1278 | 14.763 | 14.4828 | 14.001 | 13.6475 | 13.2498 | 12.8465 | 11.6669 | 10.1168 | 9.3117 | 8.8439 |  | 12.7136 | 8.8009 | 8.2076 | 8.0331 | 7.5308 | 7.1346 | 6.8211 | 6.3214 | 5.9603 | 5.5663 | 5.1958 | 3.1241 | -1.8914 | -5.9066 | -8.9643 |  | 17.3505 | 13.4378 | 12.8446 | 12.6701 | 12.1677 | 11.7715 | 11.458 | 10.9583 | 10.5972 | 10.2033 | 9.8328 | 7.761 | 2.7455 | -1.2697 | -4.3273 |  | 12.7136 | 8.3577 | 7.7374 | 7.5975 | 7.1364 | 6.7549 | 6.4697 | 5.8846 | 4.7874 | 3.5784 | 2.4293 | -1.0527 | -5.9031 | -8.768 | -8.7263 |  | 17.3505 | 12.9946 | 12.3743 | 12.2344 | 11.7733 | 11.3918 | 11.1066 | 10.5215 | 9.4243 | 8.2153 | 7.0663 | 3.5843 | -1.2661 | -4.131 | -4.0893 |  | 376250 | 397574 | BARTON | CARRINGTON
| Musgrave Rd | 10.2161 | 9.4403 | 9.0695 | 8.8656 | 8.4261 | 8.1431 | 7.8331 | 7.5677 | 7.1987 | 6.9627 | 6.7513 | 4.7761 | -0.76639 | -5.3636 | -8.4618 |  | 15.8361 | 15.0603 | 14.6895 | 14.4856 | 14.0461 | 13.7631 | 13.4531 | 13.1877 | 12.8187 | 12.5827 | 12.3713 | 10.3961 | 4.8536 | 0.25644 | -2.8418 |  | 10.2161 | 9.5182 | 9.3595 | 9.3022 | 9.0039 | 8.8748 | 8.6505 | 8.3428 | 7.9034 | 7.7406 | 7.5765 | 6.9339 | 6.2174 | 5.6589 | 5.3407 |  | 15.8361 | 15.1382 | 14.9795 | 14.9222 | 14.6239 | 14.4948 | 14.2705 | 13.9628 | 13.5234 | 13.3606 | 13.1965 | 12.5539 | 11.8374 | 11.2789 | 10.9607 |  | 10.2161 | 9.5748 | 9.2544 | 9.0915 | 8.7195 | 8.5397 | 8.352 | 8.1772 | 7.8622 | 7.6444 | 7.428 | 6.6354 | 5.7493 | 5.107 | 4.8703 |  | 15.8361 | 15.1948 | 14.8744 | 14.7115 | 14.3395 | 14.1597 | 13.972 | 13.7972 | 13.4822 | 13.2644 | 13.048 | 12.2554 | 11.3693 | 10.727 | 10.4903 |  | 10.2161 | 9.4175 | 9.0758 | 8.8981 | 8.4915 | 8.2618 | 8.0283 | 7.8562 | 7.5614 | 7.3664 | 7.196 | 5.2654 | -0.17633 | -4.6313 | -7.4776 |  | 15.8361 | 15.0375 | 14.6958 | 14.5181 | 14.1115 | 13.8818 | 13.6483 | 13.4762 | 13.1814 | 12.9864 | 12.816 | 10.8854 | 5.4437 | 0.98874 | -1.8576 |  | 10.2161 | 9.4436 | 9.1554 | 9.0168 | 8.6486 | 8.4662 | 8.2722 | 7.9524 | 6.6844 | 5.4886 | 4.308 | 0.66295 | -4.3014 | -7.3017 | -6.5651 |  | 15.8361 | 15.0636 | 14.7754 | 14.6368 | 14.2686 | 14.0862 | 13.8922 | 13.5724 | 12.3044 | 11.1086 | 9.928 | 6.283 | 1.3186 | -1.6817 | -0.9451 |  | 370045 | 409863 | BOLTON | KEARSLEY
| Nelson | 8.0523 | 7.1141 | 6.7263 | 6.4307 | 6.1214 | 5.8263 | 5.5022 | 5.2032 | 4.8966 | 4.6383 | 4.4241 | 2.9582 | -1.3136 | -5.1971 | -7.9153 |  | 12.6923 | 11.7541 | 11.3663 | 11.0707 | 10.7614 | 10.4663 | 10.1422 | 9.8432 | 9.5366 | 9.2783 | 9.0641 | 7.5982 | 3.3264 | -0.55711 | -3.2753 |  | 8.0523 | 7.6095 | 7.6434 | 7.6327 | 7.6135 | 7.6397 | 7.5345 | 7.3193 | 6.8498 | 6.7635 | 6.6935 | 6.5212 | 6.3231 | 6.2968 | 6.2423 |  | 12.6923 | 12.2495 | 12.2834 | 12.2727 | 12.2535 | 12.2797 | 12.1745 | 11.9593 | 11.4898 | 11.4035 | 11.3335 | 11.1612 | 10.9631 | 10.9368 | 10.8823 |  | 8.0523 | 7.6351 | 7.3643 | 7.1026 | 6.8368 | 6.6062 | 6.3573 | 6.1168 | 5.8332 | 5.5822 | 5.3631 | 4.7532 | 4.0377 | 3.7071 | 3.6407 |  | 12.6923 | 12.2751 | 12.0043 | 11.7426 | 11.4768 | 11.2462 | 10.9973 | 10.7568 | 10.4732 | 10.2222 | 10.0031 | 9.3932 | 8.6777 | 8.3471 | 8.2807 |  | 8.0523 | 6.9061 | 6.5005 | 6.222 | 5.9214 | 5.6417 | 5.3397 | 5.0728 | 4.7706 | 4.507 | 4.2909 | 2.8277 | -1.4201 | -4.8338 | -7.1899 |  | 12.6923 | 11.5461 | 11.1405 | 10.862 | 10.5614 | 10.2817 | 9.9797 | 9.7128 | 9.4106 | 9.147 | 8.9309 | 7.4677 | 3.2199 | -0.19382 | -2.5499 |  | 8.0523 | 6.8372 | 6.4633 | 6.2279 | 5.9684 | 5.7365 | 5.4781 | 5.1331 | 4.1125 | 3.0967 | 2.1267 | -0.73677 | -5.2018 | -7.6899 | -6.753 |  | 12.6923 | 11.4772 | 11.1033 | 10.8679 | 10.6084 | 10.3765 | 10.1181 | 9.7731 | 8.7525 | 7.7367 | 6.7667 | 3.9032 | -0.56179 | -3.0499 | -2.113 |  | 386020 | 438507 | NELSON | PADIHAM
| New Moston | 11.7029 | 11.0552 | 10.6551 | 10.3557 | 9.941 | 9.6137 | 9.1755 | 8.7194 | 8.3509 | 7.9747 | 7.6363 | 5.7994 | 0.90701 | -2.939 | -5.8064 |  | 16.3399 | 15.6922 | 15.2921 | 14.9927 | 14.578 | 14.2507 | 13.8125 | 13.3564 | 12.9879 | 12.6117 | 12.2733 | 10.4364 | 5.544 | 1.698 | -1.1694 |  | 11.7029 | 11.0185 | 10.8864 | 10.8085 | 10.615 | 10.5408 | 10.2689 | 9.8214 | 9.4305 | 9.1853 | 8.9469 | 8.2613 | 7.4467 | 7.0382 | 6.8605 |  | 16.3399 | 15.6555 | 15.5234 | 15.4455 | 15.252 | 15.1778 | 14.9059 | 14.4584 | 14.0675 | 13.8223 | 13.5839 | 12.8983 | 12.0837 | 11.6752 | 11.4975 |  | 11.7029 | 11.0931 | 10.7436 | 10.5036 | 10.1844 | 10.0098 | 9.7391 | 9.4013 | 9.1164 | 8.7808 | 8.4494 | 7.5283 | 6.4189 | 5.8812 | 5.7834 |  | 16.3399 | 15.7301 | 15.3806 | 15.1406 | 14.8214 | 14.6468 | 14.3761 | 14.0383 | 13.7534 | 13.4178 | 13.0864 | 12.1653 | 11.0559 | 10.5182 | 10.4204 |  | 11.7029 | 11.0918 | 10.7434 | 10.478 | 10.1069 | 9.8348 | 9.4748 | 9.1218 | 8.8373 | 8.469 | 8.1461 | 6.3727 | 1.8705 | -1.5657 | -4.2269 |  | 16.3399 | 15.7288 | 15.3804 | 15.115 | 14.7439 | 14.4718 | 14.1118 | 13.7588 | 13.4743 | 13.106 | 12.7831 | 11.0097 | 6.5075 | 3.0713 | 0.41015 |  | 11.7029 | 11.1351 | 10.8204 | 10.566 | 10.2144 | 9.9854 | 9.6664 | 9.2491 | 8.2361 | 7.1272 | 6.0335 | 2.9102 | -1.4046 | -3.9168 | -3.3751 |  | 16.3399 | 15.7721 | 15.4574 | 15.203 | 14.8514 | 14.6224 | 14.3034 | 13.8861 | 12.8731 | 11.7642 | 10.6705 | 7.5472 | 3.2324 | 0.72016 | 1.2619 |  | 388333 | 402657 | CHADDERTON | WHITEGATE
| Newbiggin on Lune | 0.38101 | 0.32601 | 0.26853 | 0.21235 | 0.15758 | 0.086153 | 0.02541 | -0.035957 | -0.099722 | -0.16278 | -0.22226 | -0.40923 | -0.66521 | -0.77236 | -0.8345 |  | 1.881 | 1.826 | 1.7685 | 1.7124 | 1.6576 | 1.5862 | 1.5254 | 1.464 | 1.4003 | 1.3372 | 1.2777 | 1.0908 | 0.83479 | 0.72764 | 0.6655 |  | 0.38101 | 0.33273 | 0.31235 | 0.29316 | 0.27301 | 0.24127 | 0.20813 | 0.15762 | 0.098336 | 0.06333 | 0.030911 | -0.079122 | -0.26899 | -0.42185 | -0.50694 |  | 1.881 | 1.8327 | 1.8123 | 1.7932 | 1.773 | 1.7413 | 1.7081 | 1.6576 | 1.5983 | 1.5633 | 1.5309 | 1.4209 | 1.231 | 1.0782 | 0.99306 |  | 0.38101 | 0.33302 | 0.28568 | 0.24259 | 0.20535 | 0.16007 | 0.12547 | 0.083682 | 0.021054 | -0.042659 | -0.10393 | -0.26816 | -0.45068 | -0.55113 | -0.53872 |  | 1.881 | 1.833 | 1.7857 | 1.7426 | 1.7053 | 1.6601 | 1.6255 | 1.5837 | 1.5211 | 1.4573 | 1.3961 | 1.2318 | 1.0493 | 0.94887 | 0.96128 |  | 0.38101 | 0.32714 | 0.27423 | 0.2193 | 0.1636 | 0.097244 | 0.045852 | -0.0028707 | -0.059222 | -0.1189 | -0.17366 | -0.34807 | -0.57745 | -0.68023 | -0.73632 |  | 1.881 | 1.8271 | 1.7742 | 1.7193 | 1.6636 | 1.5972 | 1.5459 | 1.4971 | 1.4408 | 1.3811 | 1.3263 | 1.1519 | 0.92255 | 0.81977 | 0.76368 |  | 0.38101 | 0.32935 | 0.27844 | 0.21873 | 0.16183 | 0.09997 | 0.053221 | 0.0061278 | -0.068716 | -0.15105 | -0.22971 | -0.44389 | -0.64954 | -0.70032 | -0.70424 |  | 1.881 | 1.8293 | 1.7784 | 1.7187 | 1.6618 | 1.6 | 1.5532 | 1.5061 | 1.4313 | 1.349 | 1.2703 | 1.0561 | 0.85046 | 0.79968 | 0.79576 |  | 369770 | 505803 | PENRITH & SHAP | HUTTON
| Newby | 1.5612 | 0.89675 | 0.67993 | 0.41754 | 0.17319 | -0.055788 | -0.23161 | -0.53738 | -0.82246 | -1.0695 | -1.2595 | -2.0888 | -3.6048 | -4.515 | -5.1771 |  | 8.5612 | 7.8967 | 7.6799 | 7.4175 | 7.1732 | 6.9442 | 6.7684 | 6.4626 | 6.1775 | 5.9305 | 5.7405 | 4.9112 | 3.3952 | 2.485 | 1.8229 |  | 1.5612 | 1.2388 | 1.2465 | 1.1421 | 1.0619 | 1.0229 | 1.0085 | 0.81663 | 0.65446 | 0.63181 | 0.53972 | 0.27423 | -0.54793 | -1.3301 | -1.8409 |  | 8.5612 | 8.2388 | 8.2465 | 8.1421 | 8.0619 | 8.0229 | 8.0085 | 7.8166 | 7.6545 | 7.6318 | 7.5397 | 7.2742 | 6.4521 | 5.6699 | 5.1591 |  | 1.5612 | 1.0733 | 0.91903 | 0.72504 | 0.57384 | 0.47328 | 0.45474 | 0.28594 | 0.09113 | -0.12807 | -0.33684 | -1.0063 | -1.8309 | -2.4161 | -2.4003 |  | 8.5612 | 8.0733 | 7.919 | 7.725 | 7.5738 | 7.4733 | 7.4547 | 7.2859 | 7.0911 | 6.8719 | 6.6632 | 5.9937 | 5.1691 | 4.5839 | 4.5997 |  | 1.5612 | 0.70174 | 0.46492 | 0.21798 | -0.0074984 | -0.20588 | -0.35291 | -0.6144 | -0.87128 | -1.0992 | -1.2687 | -2.0574 | -3.429 | -4.2502 | -4.8142 |  | 8.5612 | 7.7017 | 7.4649 | 7.218 | 6.9925 | 6.7941 | 6.6471 | 6.3856 | 6.1287 | 5.9008 | 5.7313 | 4.9426 | 3.571 | 2.7498 | 2.1858 |  | 1.5612 | 0.61283 | 0.36341 | 0.099064 | -0.13126 | -0.31335 | -0.43403 | -0.67691 | -1.0618 | -1.449 | -1.7906 | -2.8994 | -4.1569 | -4.7071 | -4.5251 |  | 8.5612 | 7.6128 | 7.3634 | 7.0991 | 6.8687 | 6.6866 | 6.566 | 6.3231 | 5.9382 | 5.551 | 5.2094 | 4.1006 | 2.8431 | 2.2929 | 2.4749 |  | 360520 | 521151 | PENRITH & SHAP | HUTTON
| Newton | 10.8801 | 10.7643 | 10.5894 | 10.4197 | 10.2419 | 10.0422 | 9.854 | 9.7452 | 9.6072 | 9.505 | 9.4013 | 8.8635 | 7.3349 | 6.1082 | 5.1837 |  | 16.6381 | 16.5223 | 16.3474 | 16.1777 | 15.9999 | 15.8002 | 15.612 | 15.5032 | 15.3652 | 15.263 | 15.1593 | 14.6215 | 13.0929 | 11.8662 | 10.9417 |  | 10.8801 | 10.7556 | 10.7096 | 10.6545 | 10.5957 | 10.5279 | 10.4452 | 10.3069 | 10.1275 | 10.0085 | 9.8989 | 9.586 | 9.1885 | 8.9613 | 8.8188 |  | 16.6381 | 16.5136 | 16.4676 | 16.4125 | 16.3537 | 16.2859 | 16.2032 | 16.0649 | 15.8855 | 15.7665 | 15.6569 | 15.344 | 14.9465 | 14.7193 | 14.5768 |  | 10.8801 | 10.7715 | 10.606 | 10.4442 | 10.2786 | 10.0998 | 9.936 | 9.8452 | 9.7166 | 9.6174 | 9.5125 | 9.2574 | 8.8292 | 8.5784 | 8.4726 |  | 16.6381 | 16.5295 | 16.364 | 16.2022 | 16.0366 | 15.8578 | 15.694 | 15.6032 | 15.4746 | 15.3754 | 15.2705 | 15.0154 | 14.5872 | 14.3364 | 14.2306 |  | 10.8801 | 10.7723 | 10.6043 | 10.436 | 10.258 | 10.0621 | 9.8818 | 9.7847 | 9.6456 | 9.5418 | 9.4384 | 8.982 | 7.5854 | 6.4843 | 5.7386 |  | 16.6381 | 16.5303 | 16.3623 | 16.194 | 16.016 | 15.8201 | 15.6398 | 15.5427 | 15.4036 | 15.2998 | 15.1964 | 14.74 | 13.3434 | 12.2423 | 11.4966 |  | 10.8801 | 10.7812 | 10.6213 | 10.4584 | 10.2855 | 10.0987 | 9.9263 | 9.8075 | 9.4991 | 9.2175 | 8.9314 | 8.0193 | 6.6541 | 5.8742 | 5.9432 |  | 16.6381 | 16.5392 | 16.3793 | 16.2164 | 16.0435 | 15.8567 | 15.6843 | 15.5655 | 15.2571 | 14.9755 | 14.6894 | 13.7773 | 12.4121 | 11.6322 | 11.7012 |  | 396385 | 396464 | HYDE | STALYBRIDGE
| Newton Heath | 4.4232 | 3.3607 | 3.0934 | 2.9249 | 2.7131 | 2.5272 | 2.2811 | 2.03 | 1.8163 | 1.6308 | 1.4705 | 0.2485 | -3.4491 | -6.4274 | -8.5889 |  | 2.4232 | 1.3607 | 1.0934 | 0.92494 | 0.71307 | 0.52723 | 0.28108 | 0.029983 | -0.18365 | -0.36922 | -0.52947 | -1.7515 | -5.4491 | -8.4274 | -10.5889 |  | 4.4232 | 3.7223 | 3.6242 | 3.5571 | 3.4479 | 3.3863 | 3.2316 | 2.9894 | 2.7602 | 2.6502 | 2.5418 | 2.2116 | 1.779 | 1.523 | 1.377 |  | 2.4232 | 1.7223 | 1.6242 | 1.5571 | 1.4479 | 1.3863 | 1.2316 | 0.98944 | 0.7602 | 0.65021 | 0.54183 | 0.21161 | -0.22098 | -0.47699 | -0.62303 |  | 4.4232 | 3.617 | 3.4088 | 3.2795 | 3.1291 | 3.0407 | 2.9107 | 2.7498 | 2.5879 | 2.4239 | 2.2632 | 1.7954 | 1.2199 | 0.8988 | 0.83608 |  | 2.4232 | 1.617 | 1.4088 | 1.2795 | 1.1291 | 1.0407 | 0.91069 | 0.74981 | 0.58787 | 0.42392 | 0.26323 | -0.20462 | -0.78008 | -1.1012 | -1.1639 |  | 4.4232 | 3.1639 | 2.8908 | 2.7407 | 2.5512 | 2.4025 | 2.2076 | 2.018 | 1.8565 | 1.71 | 1.5907 | 0.45098 | -3.11 | -5.968 | -8.0112 |  | 2.4232 | 1.1639 | 0.89082 | 0.74074 | 0.55116 | 0.40255 | 0.20759 | 0.01801 | -0.14346 | -0.29002 | -0.40925 | -1.549 | -5.11 | -7.968 | -10.0112 |  | 4.4232 | 3.0926 | 2.8424 | 2.7108 | 2.5445 | 2.4342 | 2.2753 | 2.0274 | 1.2478 | 0.4463 | -0.34789 | -2.6615 | -5.9546 | -7.9212 | -7.5199 |  | 2.4232 | 1.0926 | 0.84241 | 0.71083 | 0.54447 | 0.43424 | 0.27535 | 0.027449 | -0.75221 | -1.5537 | -2.3479 | -4.6615 | -7.9546 | -9.9212 | -9.5199 |  | 388030 | 400511 | CHADDERTON | WHITEGATE
| Newton Le Willows | 9.6566 | 8.9381 | 8.4315 | 7.9039 | 7.3089 | 6.7372 | 6.1828 | 5.6916 | 5.1211 | 4.5882 | 4.1457 | 1.5504 | -4.9983 | -10.3619 | -14.4393 |  | 13.7936 | 13.0751 | 12.5685 | 12.0409 | 11.4459 | 10.8742 | 10.3198 | 9.8286 | 9.2581 | 8.7252 | 8.2827 | 5.6874 | -0.86129 | -6.2249 | -10.3023 |  | 9.6566 | 8.9272 | 8.7586 | 8.4642 | 8.0864 | 7.7521 | 7.3206 | 6.7717 | 6.0893 | 5.6363 | 5.2478 | 3.9646 | 2.278 | 1.1934 | 0.39717 |  | 13.7936 | 13.0642 | 12.8956 | 12.6012 | 12.2234 | 11.8891 | 11.4576 | 10.9087 | 10.2263 | 9.7733 | 9.3848 | 8.1016 | 6.415 | 5.3304 | 4.5342 |  | 9.6566 | 9.0019 | 8.575 | 8.0898 | 7.5566 | 7.0868 | 6.6546 | 6.2513 | 5.7248 | 5.2027 | 4.7473 | 3.2708 | 1.3232 | 0.076922 | -0.70084 |  | 13.7936 | 13.1389 | 12.712 | 12.2268 | 11.6936 | 11.2238 | 10.7916 | 10.3883 | 9.8618 | 9.3397 | 8.8843 | 7.4078 | 5.4602 | 4.2139 | 3.4362 |  | 9.6566 | 8.9674 | 8.5103 | 8.0222 | 7.4713 | 6.9666 | 6.5134 | 6.1482 | 5.6749 | 5.1798 | 4.7692 | 2.1756 | -4.29 | -9.4644 | -13.0855 |  | 13.7936 | 13.1044 | 12.6473 | 12.1592 | 11.6083 | 11.1036 | 10.6504 | 10.2852 | 9.8119 | 9.3168 | 8.9062 | 6.3126 | -0.15305 | -5.3274 | -8.9485 |  | 9.6566 | 8.9951 | 8.5614 | 8.1001 | 7.5654 | 7.0875 | 6.65 | 6.1284 | 4.7099 | 3.2287 | 1.8274 | -2.4514 | -8.4724 | -12.1687 | -12.1387 |  | 13.7936 | 13.1321 | 12.6984 | 12.2371 | 11.7024 | 11.2245 | 10.787 | 10.2654 | 8.8469 | 7.3657 | 5.9644 | 1.6856 | -4.3354 | -8.0317 | -8.0017 |  | 357891 | 395944 | GOLBORNE | BOLD
| Newtongate T11 & T12 | 6.4033 | 4.8182 | 3.9245 | 3.879 | 3.219 | 2.6507 | 2.4021 | 1.7741 | 1.2599 | 0.706 | 0.30335 | -6.4297 | -15.4661 | -20.2736 | -24.5476 |  | 10.4033 | 8.8182 | 7.9245 | 7.879 | 7.219 | 6.6507 | 6.4021 | 5.7741 | 5.2599 | 4.706 | 4.3033 | -2.4297 | -11.4661 | -16.2736 | -20.5476 |  | 6.4033 | 5.8391 | 5.612 | 5.9214 | 5.6671 | 5.5562 | 5.5798 | 5.1265 | 4.5691 | 4.2665 | 4.0575 | 2.9392 | 0.78723 | -1.3491 | -3.0226 |  | 10.4033 | 9.8391 | 9.612 | 9.9214 | 9.6671 | 9.5562 | 9.5798 | 9.1265 | 8.5691 | 8.2665 | 8.0575 | 6.9392 | 4.7872 | 2.6509 | 0.97744 |  | 6.4033 | 5.6897 | 5.0354 | 5.0674 | 4.5443 | 4.1712 | 4.1043 | 3.6612 | 3.1694 | 2.6344 | 2.2369 | -3.6807 | -9.1274 | -11.4855 | -12.8727 |  | 10.4033 | 9.6897 | 9.0354 | 9.0674 | 8.5443 | 8.1712 | 8.1043 | 7.6612 | 7.1694 | 6.6344 | 6.2369 | 0.31927 | -5.1274 | -7.4855 | -8.8727 |  | 6.4033 | 4.3665 | 3.4262 | 3.4401 | 2.7942 | 2.2122 | 1.9558 | 1.3156 | 0.69424 | 0.020768 | -0.58732 | -12.1443 | -23.5197 | -29.6978 | -31.9464 |  | 10.4033 | 8.3665 | 7.4262 | 7.4401 | 6.7942 | 6.2122 | 5.9558 | 5.3156 | 4.6942 | 4.0208 | 3.4127 | -8.1443 | -19.5197 | -25.6978 | -27.9464 |  | 6.4033 | 4.1427 | 3.167 | 3.1408 | 2.3964 | 1.7519 | 1.4035 | 0.57367 | -1.6961 | -14.6961 | -15.7544 | -20.6445 | -27.9595 | -32.4292 | -31.8759 |  | 10.4033 | 8.1427 | 7.167 | 7.1408 | 6.3964 | 5.7519 | 5.4035 | 4.5737 | 2.3039 | -10.6961 | -11.7544 | -16.6445 | -23.9595 | -28.4292 | -27.8759 |  | 349973 | 530340 | PENRITH & SHAP | HUTTON
| Newtongate T13 | 6.5335 | 5.4607 | 5.0974 | 4.9387 | 4.7017 | 4.4533 | 4.2532 | 4.0627 | 3.8146 | 3.6189 | 3.4617 | 2.4228 | -0.29546 | -2.5583 | -4.3315 |  | 11.2835 | 10.2107 | 9.8474 | 9.6887 | 9.4517 | 9.2033 | 9.0032 | 8.8127 | 8.5646 | 8.3689 | 8.2117 | 7.1728 | 4.4545 | 2.1917 | 0.41854 |  | 6.5335 | 6.1808 | 6.0843 | 6.0056 | 5.8545 | 5.7054 | 5.5547 | 5.3504 | 5.0562 | 4.9211 | 4.8105 | 4.3654 | 3.7407 | 3.269 | 2.9086 |  | 11.2835 | 10.9308 | 10.8343 | 10.7556 | 10.6045 | 10.4554 | 10.3047 | 10.1004 | 9.8062 | 9.6711 | 9.5605 | 9.1154 | 8.4907 | 8.019 | 7.6586 |  | 6.5335 | 6.1554 | 5.9555 | 5.8117 | 5.6069 | 5.4095 | 5.2629 | 5.1149 | 4.8875 | 4.6983 | 4.5366 | 3.9505 | 3.1505 | 2.5721 | 2.224 |  | 11.2835 | 10.9054 | 10.7055 | 10.5617 | 10.3569 | 10.1595 | 10.0129 | 9.8649 | 9.6375 | 9.4483 | 9.2866 | 8.7005 | 7.9005 | 7.3221 | 6.974 |  | 6.5335 | 5.1429 | 4.7312 | 4.5901 | 4.3637 | 4.1204 | 3.933 | 3.7582 | 3.5105 | 3.3007 | 3.1228 | 1.9521 | -0.91044 | -3.1839 | -4.7037 |  | 11.2835 | 9.8929 | 9.4812 | 9.3401 | 9.1137 | 8.8704 | 8.683 | 8.5082 | 8.2605 | 8.0507 | 7.8728 | 6.7021 | 3.8396 | 1.5661 | 0.046252 |  | 6.5335 | 4.9997 | 4.5761 | 4.4543 | 4.235 | 4.0034 | 3.8199 | 3.5906 | 2.9579 | 2.3396 | 1.754 | -0.11743 | -2.781 | -4.4232 | -4.4227 |  | 11.2835 | 9.7497 | 9.3261 | 9.2043 | 8.985 | 8.7534 | 8.5699 | 8.3406 | 7.7079 | 7.0896 | 6.504 | 4.6326 | 1.969 | 0.32677 | 0.32725 |  | 349973 | 530340 | PENRITH & SHAP | HUTTON
| Norbreck | 18.6942 | 18.542 | 18.4108 | 18.3611 | 18.2315 | 18.1369 | 18.0193 | 17.9193 | 17.7771 | 17.6939 | 17.6083 | 16.9998 | 14.663 | 12.7037 | 11.3131 |  | 23.3312 | 23.179 | 23.0478 | 22.9981 | 22.8685 | 22.7739 | 22.6563 | 22.5563 | 22.4141 | 22.3309 | 22.2453 | 21.6368 | 19.3 | 17.3407 | 15.9501 |  | 18.6942 | 18.5307 | 18.5015 | 18.5448 | 18.5128 | 18.5292 | 18.496 | 18.4393 | 18.325 | 18.2389 | 18.1515 | 17.9217 | 17.6076 | 17.4574 | 17.3962 |  | 23.3312 | 23.1677 | 23.1385 | 23.1818 | 23.1498 | 23.1662 | 23.133 | 23.0763 | 22.962 | 22.8759 | 22.7885 | 22.5587 | 22.2446 | 22.0944 | 22.0332 |  | 18.6942 | 18.5496 | 18.4244 | 18.3839 | 18.2716 | 18.209 | 18.1274 | 18.0543 | 17.9224 | 17.8421 | 17.7546 | 17.5099 | 17.2272 | 17.0913 | 17.0636 |  | 23.3312 | 23.1866 | 23.0614 | 23.0209 | 22.9086 | 22.846 | 22.7644 | 22.6913 | 22.5594 | 22.4791 | 22.3916 | 22.1469 | 21.8642 | 21.7283 | 21.7006 |  | 18.6942 | 18.5507 | 18.427 | 18.3782 | 18.2472 | 18.1573 | 18.0499 | 17.9648 | 17.8251 | 17.7404 | 17.6565 | 17.067 | 15.1863 | 13.3256 | 12.013 |  | 23.3312 | 23.1877 | 23.064 | 23.0152 | 22.8842 | 22.7943 | 22.6869 | 22.6018 | 22.4621 | 22.3774 | 22.2935 | 21.704 | 19.8233 | 17.9626 | 16.65 |  | 18.6942 | 18.5661 | 18.4573 | 18.4119 | 18.2881 | 18.2138 | 18.1208 | 17.9925 | 17.5506 | 17.1578 | 16.762 | 15.4516 | 13.3175 | 12.0507 | 12.315 |  | 23.3312 | 23.2031 | 23.0943 | 23.0489 | 22.9251 | 22.8508 | 22.7578 | 22.6295 | 22.1876 | 21.7948 | 21.399 | 20.0886 | 17.9545 | 16.6877 | 16.952 |  | 331831 | 441463 | BISPHAM | PENWORTHAM
| Norbury | 10.8986 | 9.0601 | 8.6017 | 8.3879 | 8.0143 | 7.8057 | 7.6015 | 7.1934 | 6.9327 | 6.7371 | 6.5844 | 5.5995 | 2.1718 | -0.82335 | -2.9531 |  | 15.5356 | 13.6971 | 13.2387 | 13.0249 | 12.6513 | 12.4427 | 12.2385 | 11.8304 | 11.5697 | 11.3741 | 11.2214 | 10.2365 | 6.8088 | 3.8136 | 1.6839 |  | 10.8986 | 10.4651 | 10.4502 | 10.4475 | 10.313 | 10.1919 | 9.8709 | 9.4956 | 9.0935 | 8.8173 | 8.5345 | 7.834 | 7.1191 | 6.7478 | 6.684 |  | 15.5356 | 15.1021 | 15.0872 | 15.0845 | 14.95 | 14.8289 | 14.5079 | 14.1326 | 13.7305 | 13.4543 | 13.1715 | 12.471 | 11.7561 | 11.3848 | 11.321 |  | 10.8986 | 10.3543 | 10.0543 | 9.83 | 9.4674 | 9.2565 | 9.0495 | 8.658 | 8.3864 | 8.1847 | 7.9813 | 7.2458 | 5.4499 | 5.0535 | 4.8248 |  | 15.5356 | 14.9913 | 14.6913 | 14.467 | 14.1044 | 13.8935 | 13.6865 | 13.295 | 13.0234 | 12.8217 | 12.6183 | 11.8828 | 10.0869 | 9.6905 | 9.4618 |  | 10.8986 | 8.4233 | 7.9056 | 7.7011 | 7.3193 | 7.1253 | 6.9491 | 6.5743 | 6.3303 | 6.1339 | 6.0158 | 2.3667 | -0.32361 | -3.2141 | -5.2674 |  | 15.5356 | 13.0603 | 12.5426 | 12.3381 | 11.9563 | 11.7623 | 11.5861 | 11.2113 | 10.9673 | 10.7709 | 10.6528 | 7.0037 | 4.3134 | 1.4229 | -0.6304 |  | 10.8986 | 8.1251 | 7.6067 | 7.4424 | 6.9811 | 2.7206 | 2.803 | 2.5961 | 2.632 | 2.5133 | 2.4632 | 0.2701 | -3.3427 | -5.4445 | -5.1886 |  | 15.5356 | 12.7621 | 12.2437 | 12.0794 | 11.6181 | 7.3576 | 7.44 | 7.2331 | 7.269 | 7.1503 | 7.1002 | 4.9071 | 1.2943 | -0.80752 | -0.55158 |  | 392447 | 385492 | HAZEL GROVE | BREDBURY
| Northenden | 8.4539 | 7.5457 | 7.2584 | 6.965 | 6.671 | 6.2942 | 6.0381 | 5.7349 | 5.4291 | 5.0885 | 4.8211 | 3.3543 | -0.48835 | -3.4184 | -5.5404 |  | 11.9539 | 11.0457 | 10.7584 | 10.465 | 10.171 | 9.7942 | 9.5381 | 9.2349 | 8.9291 | 8.5885 | 8.3211 | 6.8543 | 3.0117 | 0.081574 | -2.0404 |  | 8.4539 | 7.8987 | 7.8412 | 7.6954 | 7.5387 | 7.3228 | 7.1612 | 6.8415 | 6.4897 | 6.2287 | 6.014 | 5.3221 | 4.4242 | 3.9815 | 3.7739 |  | 11.9539 | 11.3987 | 11.3412 | 11.1954 | 11.0387 | 10.8228 | 10.6612 | 10.3415 | 9.9897 | 9.7287 | 9.514 | 8.8221 | 7.9242 | 7.4815 | 7.2739 |  | 8.4539 | 7.8864 | 7.6667 | 7.4132 | 7.1807 | 6.9043 | 6.7677 | 6.562 | 6.3241 | 6.0256 | 5.7744 | 4.9821 | 3.9203 | 3.3177 | 3.0975 |  | 11.9539 | 11.3864 | 11.1667 | 10.9132 | 10.6807 | 10.4043 | 10.2677 | 10.062 | 9.8241 | 9.5256 | 9.2744 | 8.4821 | 7.4203 | 6.8177 | 6.5975 |  | 8.4539 | 7.3844 | 7.1056 | 6.8344 | 6.5638 | 6.2272 | 6.0428 | 5.821 | 5.5771 | 5.26 | 5.0109 | 3.4121 | -1.5194 | -5.5696 | -7.9699 |  | 11.9539 | 10.8844 | 10.6056 | 10.3344 | 10.0638 | 9.7272 | 9.5428 | 9.321 | 9.0771 | 8.76 | 8.5109 | 6.9121 | 1.9806 | -2.0696 | -4.4699 |  | 8.4539 | 7.3292 | 7.0755 | 6.8245 | 6.5657 | 6.239 | 6.0485 | 5.7498 | 4.9392 | 4.0348 | 3.1974 | 0.73198 | -3.1842 | -6.478 | -7.6148 |  | 11.9539 | 10.8292 | 10.5755 | 10.3245 | 10.0657 | 9.739 | 9.5485 | 9.2498 | 8.4392 | 7.5348 | 6.6974 | 4.232 | 0.31582 | -2.978 | -4.1148 |  | 382555 | 390327 | WEST DIDSBURY | SOUTH MANCHESTER
| NWGB Partington | 11.9056 | 8.7839 | 8.328 | 8.2171 | 8.0542 | 7.8991 | 7.7476 | 6.4284 | 6.2924 | 6.1561 | 6.0437 | 2.2654 | -2.354 | -4.0247 | -5.6814 |  | 16.8456 | 13.7239 | 13.268 | 13.1571 | 12.9942 | 12.8391 | 12.6876 | 11.3684 | 11.2324 | 11.0961 | 10.9837 | 7.2054 | 2.586 | 0.91532 | -0.74144 |  | 11.9056 | 10.9359 | 10.8484 | 10.8238 | 10.7689 | 10.7391 | 10.6793 | 10.5368 | 10.4048 | 10.3197 | 10.2412 | 9.9355 | 9.4203 | 9.0175 | 8.6479 |  | 16.8456 | 15.8759 | 15.7884 | 15.7638 | 15.7089 | 15.6791 | 15.6193 | 15.4768 | 15.3448 | 15.2597 | 15.1812 | 14.8755 | 14.3603 | 13.9575 | 13.5879 |  | 11.9056 | 10.1176 | 9.8371 | 9.7435 | 9.6195 | 9.5248 | 9.4439 | 8.1947 | 8.0969 | 7.9821 | 7.8772 | 4.5348 | 1.776 | 1.7766 | 1.5837 |  | 16.8456 | 15.0576 | 14.7771 | 14.6835 | 14.5595 | 14.4648 | 14.3839 | 13.1347 | 13.0369 | 12.9221 | 12.8172 | 9.4748 | 6.716 | 6.7166 | 6.5237 |  | 11.9056 | 7.5941 | 7.0155 | 6.9271 | 6.773 | 6.6244 | 6.4874 | 5.1913 | 5.0622 | 4.9095 | 4.7735 | -3.4427 | -9.9852 | -11.6535 | -13.1166 |  | 16.8456 | 12.5341 | 11.9555 | 11.8671 | 11.713 | 11.5644 | 11.4274 | 10.1313 | 10.0022 | 9.8495 | 9.7135 | 1.4973 | -5.0452 | -6.7135 | -8.1766 |  | 11.9056 | 6.9996 | 6.3547 | 3.2278 | 3.2401 | 3.2683 | 3.2862 | 2.0569 | 1.6927 | 1.197 | -6.2383 | -8.5503 | -10.0262 | -11.1781 | -11.166 |  | 16.8456 | 11.9396 | 11.2947 | 8.1678 | 8.1801 | 8.2083 | 8.2262 | 6.9969 | 6.6327 | 6.137 | -1.2983 | -3.6103 | -5.0862 | -6.2381 | -6.226 |  | 372569 | 392079 | CARRINGTON BSP | CARRINGTON
| Offerton | 10.0318 | 8.5805 | 8.0526 | 7.5902 | 7.1024 | 6.493 | 6.0227 | 5.5934 | 5.0652 | 4.5788 | 4.3778 | 2.9292 | -1.0506 | -4.385 | -6.5436 |  | 20.0318 | 18.5805 | 18.0526 | 17.5902 | 17.1024 | 16.493 | 16.0227 | 15.5934 | 15.0652 | 14.5788 | 14.3778 | 12.9292 | 8.9494 | 5.615 | 3.4564 |  | 10.0318 | 9.124 | 8.8308 | 8.4968 | 8.1337 | 7.6778 | 7.2869 | 6.836 | 6.2718 | 5.8442 | 5.6846 | 5.1721 | 4.544 | 4.0908 | 3.9286 |  | 20.0318 | 19.124 | 18.8308 | 18.4968 | 18.1337 | 17.6778 | 17.2869 | 16.836 | 16.2718 | 15.8442 | 15.6846 | 15.1721 | 14.544 | 14.0908 | 13.9286 |  | 10.0318 | 9.0189 | 8.5646 | 8.1276 | 7.6876 | 7.1648 | 6.7856 | 6.424 | 5.9379 | 5.4698 | 5.2701 | 4.6514 | 3.9185 | 3.4193 | 3.3332 |  | 20.0318 | 19.0189 | 18.5646 | 18.1276 | 17.6876 | 17.1648 | 16.7856 | 16.424 | 15.9379 | 15.4698 | 15.2701 | 14.6514 | 13.9185 | 13.4193 | 13.3332 |  | 10.0318 | 8.3163 | 7.7837 | 7.3455 | 6.8856 | 6.3231 | 5.9249 | 5.5828 | 5.1261 | 4.6831 | 4.5275 | 3.1754 | -0.64366 | -3.8333 | -5.8377 |  | 20.0318 | 18.3163 | 17.7837 | 17.3455 | 16.8856 | 16.3231 | 15.9249 | 15.5828 | 15.1261 | 14.6831 | 14.5275 | 13.1754 | 9.3563 | 6.1667 | 4.1623 |  | 10.0318 | 8.1972 | 7.6709 | 7.2422 | 6.7944 | 6.2579 | 5.8836 | 5.4388 | 4.313 | 3.1823 | 2.3309 | -0.20772 | -3.7283 | -5.946 | -5.436 |  | 20.0318 | 18.1972 | 17.6709 | 17.2422 | 16.7944 | 16.2579 | 15.8836 | 15.4388 | 14.313 | 13.1823 | 12.3309 | 9.7923 | 6.2717 | 4.054 | 4.564 |  | 391010 | 389489 | VERNON PARK | BREDBURY
| Openshaw | 3.1878 | 1.245 | 0.73326 | 0.29153 | -0.16229 | -0.66157 | -1.1417 | -1.5951 | -2.0781 | -2.5515 | -2.966 | -5.2359 | -11.3304 | -16.2096 | -19.7939 |  | 6.6878 | 4.745 | 4.2333 | 3.7915 | 3.3377 | 2.8384 | 2.3583 | 1.9049 | 1.4219 | 0.94847 | 0.534 | -1.7359 | -7.8304 | -12.7096 | -16.2939 |  | 3.1878 | 2.1653 | 2.0827 | 1.8751 | 1.6485 | 1.4141 | 1.0938 | 0.63953 | 0.098245 | -0.265 | -0.5985 | -1.5563 | -2.8479 | -3.6437 | -4.1789 |  | 6.6878 | 5.6653 | 5.5827 | 5.3751 | 5.1485 | 4.9141 | 4.5938 | 4.1395 | 3.5982 | 3.235 | 2.9015 | 1.9437 | 0.65207 | -0.14373 | -0.67886 |  | 3.1878 | 2.1183 | 1.7748 | 1.3833 | 1.0004 | 0.61725 | 0.27052 | -0.081267 | -0.5185 | -0.97878 | -1.4053 | -2.6187 | -4.2275 | -5.2089 | -5.6937 |  | 6.6878 | 5.6183 | 5.2748 | 4.8833 | 4.5004 | 4.1173 | 3.7705 | 3.4187 | 2.9815 | 2.5212 | 2.0947 | 0.88125 | -0.72751 | -1.7089 | -2.1937 |  | 3.1878 | 0.8441 | 0.32513 | -0.075728 | -0.4861 | -0.92599 | -1.3177 | -1.6639 | -2.0669 | -2.4993 | -2.8762 | -5.1311 | -11.1206 | -15.795 | -18.9499 |  | 6.6878 | 4.3441 | 3.8251 | 3.4243 | 3.0139 | 2.574 | 2.1823 | 1.8361 | 1.4331 | 1.0007 | 0.62382 | -1.6311 | -7.6206 | -12.295 | -15.4499 |  | 3.1878 | 0.67075 | 0.16871 | -0.1949 | -0.5759 | -0.97464 | -1.3352 | -1.7885 | -3.1039 | -4.4933 | -5.8441 | -9.7665 | -15.3167 | -18.6035 | -18.2237 |  | 6.6878 | 4.1707 | 3.6687 | 3.3051 | 2.9241 | 2.5254 | 2.1648 | 1.7115 | 0.39613 | -0.99327 | -2.3441 | -6.2665 | -11.8167 | -15.1035 | -14.7237 |  | 388606 | 397346 | DROYLSDEN | STALYBRIDGE
| Ormskirk | 9.5714 | 8.7946 | 8.3697 | 7.9723 | 7.5784 | 7.1875 | 6.7951 | 6.4292 | 6.0672 | 5.7191 | 5.4187 | 3.8291 | -0.20969 | -3.3448 | -5.6208 |  | 14.2084 | 13.4316 | 13.0067 | 12.6093 | 12.2154 | 11.8245 | 11.4321 | 11.0662 | 10.7042 | 10.3561 | 10.0557 | 8.4661 | 4.4273 | 1.2922 | -0.98381 |  | 9.5714 | 8.9624 | 8.8628 | 8.6806 | 8.4865 | 8.3113 | 8.0303 | 7.6303 | 7.1651 | 6.9192 | 6.7013 | 6.0643 | 5.2183 | 4.7336 | 4.4369 |  | 14.2084 | 13.5994 | 13.4998 | 13.3176 | 13.1235 | 12.9483 | 12.6673 | 12.2673 | 11.8021 | 11.5562 | 11.3383 | 10.7013 | 9.8553 | 9.3706 | 9.0739 |  | 9.5714 | 8.8586 | 8.4871 | 8.1314 | 7.7955 | 7.4931 | 7.2001 | 6.9106 | 6.5723 | 6.2261 | 5.911 | 5.0155 | 3.8986 | 3.2844 | 3.0674 |  | 14.2084 | 13.4956 | 13.1241 | 12.7684 | 12.4325 | 12.1301 | 11.8371 | 11.5476 | 11.2093 | 10.8631 | 10.548 | 9.6525 | 8.5356 | 7.9214 | 7.7044 |  | 9.5714 | 8.6722 | 8.2579 | 7.8951 | 7.5415 | 7.213 | 6.9041 | 6.57 | 6.2228 | 5.9008 | 5.6406 | 4.3885 | 0.62381 | -2.2576 | -4.2606 |  | 14.2084 | 13.3092 | 12.8949 | 12.5321 | 12.1785 | 11.85 | 11.5411 | 11.207 | 10.8598 | 10.5378 | 10.2776 | 9.0255 | 5.2608 | 2.3794 | 0.37639 |  | 9.5714 | 8.6307 | 8.2393 | 7.9116 | 7.5986 | 7.3263 | 7.0235 | 6.6722 | 5.8829 | 5.0249 | 4.1486 | 1.5731 | -1.9324 | -3.9549 | -3.6258 |  | 14.2084 | 13.2677 | 12.8763 | 12.5486 | 12.2356 | 11.9633 | 11.6605 | 11.3092 | 10.5199 | 9.6619 | 8.7856 | 6.2101 | 2.7046 | 0.68211 | 1.0112 |  | 341294 | 408158 | SKELMERSDALE | WASHWAY FARM
| Padiham | 19.0256 | 15.9319 | 14.9942 | 14.4597 | 14.0345 | 13.6166 | 13.1805 | 12.7644 | 12.3438 | 11.9655 | 11.6158 | 9.9532 | 5.6363 | 2.4824 | -0.0053728 |  | 26.0256 | 22.9319 | 21.9942 | 21.4597 | 21.0345 | 20.6166 | 20.1805 | 19.7644 | 19.3438 | 18.9655 | 18.6158 | 16.9532 | 12.6363 | 9.4824 | 6.9946 |  | 19.0256 | 18.5136 | 18.6388 | 18.6243 | 18.7437 | 18.9438 | 18.9825 | 18.8667 | 18.5428 | 18.3382 | 18.1628 | 17.5359 | 16.6513 | 16.1319 | 15.8351 |  | 26.0256 | 25.5136 | 25.6388 | 25.6243 | 25.7437 | 25.9438 | 25.9825 | 25.8667 | 25.5428 | 25.3382 | 25.1628 | 24.5359 | 23.6513 | 23.1319 | 22.8351 |  | 19.0256 | 18.2129 | 17.7399 | 17.2481 | 16.8744 | 16.5384 | 16.1975 | 15.8583 | 15.4707 | 15.1038 | 14.7508 | 13.8378 | 12.6289 | 12.0175 | 11.7805 |  | 26.0256 | 25.2129 | 24.7399 | 24.2481 | 23.8744 | 23.5384 | 23.1975 | 22.8583 | 22.4707 | 22.1038 | 21.7508 | 20.8378 | 19.6289 | 19.0175 | 18.7805 |  | 19.0256 | 14.7837 | 13.6586 | 13.1532 | 12.7473 | 12.3475 | 11.9323 | 11.5464 | 11.1213 | 10.7284 | 10.3635 | 8.6518 | 4.4346 | 1.5688 | -0.14509 |  | 26.0256 | 21.7837 | 20.6586 | 20.1532 | 19.7473 | 19.3475 | 18.9323 | 18.5464 | 18.1213 | 17.7284 | 17.3635 | 15.6518 | 11.4346 | 8.5688 | 6.8549 |  | 19.0256 | 14.217 | 13.005 | 12.5164 | 12.1202 | 11.7385 | 11.3346 | 10.8596 | 9.7919 | 8.7344 | 7.6964 | 4.8485 | 0.94133 | -0.94236 | -0.28116 |  | 26.0256 | 21.217 | 20.005 | 19.5164 | 19.1202 | 18.7385 | 18.3346 | 17.8596 | 16.7919 | 15.7344 | 14.6964 | 11.8485 | 7.9413 | 6.0576 | 6.7188 |  | 378428 | 433238 | PADIHAM | PADIHAM
| Peel St | 1.4743 | 0.54358 | 0.12039 | -0.2301 | -0.55751 | -0.88359 | -1.2309 | -4.4366 | -4.7391 | -5.086 | -5.4249 | -8.4086 | -19.4749 | -22.0326 | -23.9437 |  | 11.2743 | 10.3436 | 9.9204 | 9.5699 | 9.2425 | 8.9164 | 8.5691 | 5.3634 | 5.0609 | 4.714 | 4.3751 | 1.3914 | -9.6749 | -12.2326 | -14.1437 |  | 1.4743 | 1.0581 | 0.92587 | 0.71744 | 0.46493 | 0.16669 | -0.21833 | -0.70281 | -1.2154 | -1.5641 | -1.9051 | -2.8733 | -4.0671 | -4.7688 | -5.2557 |  | 11.2743 | 10.8581 | 10.7259 | 10.5174 | 10.2649 | 9.9667 | 9.5817 | 9.0972 | 8.5846 | 8.2359 | 7.8949 | 6.9267 | 5.7329 | 5.0312 | 4.5443 |  | 1.4743 | 0.98733 | 0.66307 | 0.32261 | 0.0060312 | -0.30214 | -0.6144 | -3.7906 | -4.0905 | -4.3727 | -4.7123 | -7.1772 | -16.177 | -16.9618 | -17.4553 |  | 11.2743 | 10.7873 | 10.4631 | 10.1226 | 9.806 | 9.4979 | 9.1856 | 6.0094 | 5.7095 | 5.4273 | 5.0877 | 2.6228 | -6.377 | -7.1618 | -7.6553 |  | 1.4743 | 0.29266 | -0.16879 | -0.52383 | -0.8648 | -1.1941 | -1.5484 | -4.6508 | -4.9685 | -5.278 | -5.5649 | -14.5893 | -19.0728 | -21.3042 | -22.8845 |  | 11.2743 | 10.0927 | 9.6312 | 9.2762 | 8.9352 | 8.6059 | 8.2516 | 5.1492 | 4.8315 | 4.522 | 4.2351 | -4.7893 | -9.2728 | -11.5042 | -13.0845 |  | 1.4743 | 0.18803 | -0.2691 | -0.59377 | -0.94334 | -1.2437 | -1.5439 | -3.3922 | -3.9337 | -4.6717 | -14.4819 | -18.0371 | -20.9586 | -22.7061 | -22.6265 |  | 11.2743 | 9.988 | 9.5309 | 9.2062 | 8.8567 | 8.5563 | 8.2561 | 6.4078 | 5.8663 | 5.1283 | -4.6819 | -8.2371 | -11.1586 | -12.9061 | -12.8265 |  | 374463 | 441514 | PADIHAM | PADIHAM
| Pendleton | 9.0569 | 8.529 | 7.7125 | 7.2836 | 6.6876 | 6.1675 | 5.6189 | 4.8033 | 4.0269 | 3.4273 | 3.0722 | 1.7858 | -1.0167 | -3.4034 | -5.1353 |  | 13.6939 | 13.166 | 12.3495 | 11.9206 | 11.3246 | 10.8045 | 10.2559 | 9.4403 | 8.6639 | 8.0643 | 7.7092 | 6.4228 | 3.6203 | 1.2336 | -0.49831 |  | 9.0569 | 8.9427 | 8.5482 | 8.439 | 8.191 | 8.0567 | 7.6935 | 7.1652 | 6.4234 | 5.9379 | 5.8113 | 5.1411 | 4.3688 | 3.6803 | 3.0049 |  | 13.6939 | 13.5797 | 13.1852 | 13.076 | 12.828 | 12.6937 | 12.3305 | 11.8022 | 11.0604 | 10.5749 | 10.4483 | 9.7781 | 9.0058 | 8.3173 | 7.6419 |  | 9.0569 | 8.8439 | 8.0952 | 7.6856 | 7.1219 | 6.6482 | 6.1528 | 5.3865 | 4.6361 | 4.0425 | 3.6857 | 2.7192 | 1.4868 | 0.47073 | -0.10473 |  | 13.6939 | 13.4809 | 12.7322 | 12.3226 | 11.7589 | 11.2852 | 10.7898 | 10.0235 | 9.2731 | 8.6795 | 8.3227 | 7.3562 | 6.1238 | 5.1077 | 4.5323 |  | 9.0569 | 8.3177 | 7.4959 | 7.0885 | 6.5048 | 6.0007 | 5.4717 | 4.6825 | 3.8752 | 3.2815 | 2.9331 | 1.6664 | -1.0214 | -3.1302 | -4.516 |  | 13.6939 | 12.9547 | 12.1329 | 11.7255 | 11.1418 | 10.6377 | 10.1087 | 9.3195 | 8.5122 | 7.9185 | 7.5701 | 6.3034 | 3.6156 | 1.5068 | 0.12103 |  | 9.0569 | 8.2151 | 7.3946 | 7.0067 | 6.3837 | 5.9016 | 5.3915 | 4.5986 | 3.5575 | 2.6649 | 1.9987 | 0.086582 | -2.4559 | -4.1291 | -4.2478 |  | 13.6939 | 12.8521 | 12.0316 | 11.6437 | 11.0207 | 10.5386 | 10.0285 | 9.2356 | 8.1945 | 7.3019 | 6.6357 | 4.7236 | 2.1811 | 0.50787 | 0.38923 |  | 381161 | 398842 | FREDERICK RD | KEARSLEY
| Petteril Bank | 8.9828 | 8.053 | 7.5757 | 7.3336 | 6.8197 | 6.2571 | 5.9258 | 5.3886 | 4.9625 | 4.4817 | 4.1283 | 1.8121 | -4.3141 | -9.1501 | -12.8547 |  | 13.1198 | 12.19 | 11.7127 | 11.4706 | 10.9567 | 10.3941 | 10.0628 | 9.5256 | 9.0995 | 8.6187 | 8.2653 | 5.9491 | -0.17709 | -5.0131 | -8.7177 |  | 8.9828 | 8.1431 | 7.97 | 7.9364 | 7.6297 | 7.3207 | 7.1405 | 6.6024 | 6.1238 | 5.7588 | 5.4831 | 4.4634 | 3.0518 | 2.0595 | 1.4089 |  | 13.1198 | 12.2801 | 12.107 | 12.0734 | 11.7667 | 11.4577 | 11.2775 | 10.7394 | 10.2608 | 9.8958 | 9.6201 | 8.6004 | 7.1888 | 6.1965 | 5.5459 |  | 8.9828 | 8.2098 | 7.8193 | 7.6362 | 7.2183 | 6.8222 | 6.6741 | 6.2879 | 5.9327 | 5.482 | 5.1237 | 3.9017 | 2.3413 | 1.3098 | 0.87109 |  | 13.1198 | 12.3468 | 11.9563 | 11.7732 | 11.3553 | 10.9592 | 10.8111 | 10.4249 | 10.0697 | 9.619 | 9.2607 | 8.0387 | 6.4783 | 5.4468 | 5.0081 |  | 8.9828 | 8.0347 | 7.5904 | 7.381 | 6.9037 | 6.3957 | 6.1442 | 5.714 | 5.3633 | 4.905 | 4.5335 | 2.0555 | -4.0717 | -8.8348 | -12.0944 |  | 13.1198 | 12.1717 | 11.7274 | 11.518 | 11.0407 | 10.5327 | 10.2812 | 9.851 | 9.5003 | 9.042 | 8.6705 | 6.1925 | 0.065318 | -4.6978 | -7.9574 |  | 8.9828 | 8.0614 | 7.6589 | 7.4612 | 6.9872 | 6.5126 | 6.2781 | 5.7137 | 4.448 | 3.0239 | 1.7026 | -2.3981 | -8.1291 | -11.4374 | -11.0532 |  | 13.1198 | 12.1984 | 11.7959 | 11.5982 | 11.1242 | 10.6496 | 10.4151 | 9.8507 | 8.585 | 7.1609 | 5.8396 | 1.7389 | -3.9921 | -7.3004 | -6.9162 |  | 341768 | 553686 | CARLISLE | HARKER
| Phillips Lane | 3.6852 | 2.7637 | 2.493 | 2.3464 | 2.1939 | 2.0388 | 1.8696 | 1.7156 | 1.5573 | 1.4168 | 1.2976 | 0.63366 | -1.4448 | -3.1128 | -4.2707 |  | 12.6852 | 11.7637 | 11.493 | 11.3464 | 11.1939 | 11.0388 | 10.8696 | 10.7156 | 10.5573 | 10.4168 | 10.2976 | 9.6337 | 7.5552 | 5.8872 | 4.7293 |  | 3.6852 | 3.1281 | 3.0468 | 3.0001 | 2.9509 | 2.9103 | 2.7716 | 2.589 | 2.3752 | 2.2625 | 2.1623 | 1.8629 | 1.4603 | 1.2435 | 1.096 |  | 12.6852 | 12.1281 | 12.0468 | 12.0001 | 11.9509 | 11.9103 | 11.7716 | 11.589 | 11.3752 | 11.2625 | 11.1623 | 10.8629 | 10.4603 | 10.2435 | 10.096 |  | 3.6852 | 2.8066 | 2.555 | 2.422 | 2.2887 | 2.1647 | 2.0319 | 1.9049 | 1.76 | 1.6241 | 1.5026 | 1.1674 | 0.76022 | 0.54082 | 0.45576 |  | 12.6852 | 11.8066 | 11.555 | 11.422 | 11.2887 | 11.1647 | 11.0319 | 10.9049 | 10.76 | 10.6241 | 10.5026 | 10.1674 | 9.7602 | 9.5408 | 9.4558 |  | 3.6852 | 2.4796 | 2.1604 | 2.0157 | 1.8604 | 1.7072 | 1.544 | 1.4021 | 1.243 | 1.0966 | 0.97443 | 0.29216 | -1.5872 | -3.1597 | -4.2106 |  | 12.6852 | 11.4796 | 11.1604 | 11.0157 | 10.8604 | 10.7072 | 10.544 | 10.4021 | 10.243 | 10.0966 | 9.9744 | 9.2922 | 7.4128 | 5.8403 | 4.7894 |  | 3.6852 | 2.3528 | 2.0262 | 1.8984 | 1.7607 | 1.6296 | 1.4872 | 1.3178 | 0.89554 | 0.46882 | 0.017684 | -1.2669 | -3.2496 | -4.296 | -4.0569 |  | 12.6852 | 11.3528 | 11.0262 | 10.8984 | 10.7607 | 10.6296 | 10.4872 | 10.3178 | 9.8955 | 9.4688 | 9.0177 | 7.7331 | 5.7504 | 4.704 | 4.9431 |  | 387571 | 439522 | NELSON | PADIHAM
| Piccadilly | 12.9102 | 12.178 | 11.9105 | 11.6423 | 11.379 | 11.1651 | 11.0507 | 10.8916 | 10.7554 | 10.6296 | 10.5023 | 10.0717 | 9.2021 | 8.5083 | 7.9801 |  | 17.5472 | 16.815 | 16.5475 | 16.2793 | 16.016 | 15.8021 | 15.6877 | 15.5286 | 15.3924 | 15.2666 | 15.1393 | 14.7087 | 13.8391 | 13.1453 | 12.6171 |  | 12.9102 | 12.8733 | 12.9667 | 12.9516 | 12.955 | 13.0285 | 13.0917 | 13.0258 | 12.8978 | 12.8669 | 12.8314 | 12.7469 | 12.6896 | 12.7232 | 12.7769 |  | 17.5472 | 17.5103 | 17.6037 | 17.5886 | 17.592 | 17.6655 | 17.7287 | 17.6628 | 17.5348 | 17.5039 | 17.4684 | 17.3839 | 17.3266 | 17.3602 | 17.4139 |  | 12.9102 | 12.6452 | 12.437 | 12.1757 | 11.92 | 11.7136 | 11.6023 | 11.4488 | 11.3129 | 11.1871 | 11.0597 | 10.7242 | 10.3281 | 10.1059 | 9.9704 |  | 17.5472 | 17.2822 | 17.074 | 16.8127 | 16.557 | 16.3506 | 16.2393 | 16.0858 | 15.9499 | 15.8241 | 15.6967 | 15.3612 | 14.9651 | 14.7429 | 14.6074 |  | 12.9102 | 11.7952 | 11.5051 | 11.2632 | 11.0247 | 10.8378 | 10.753 | 10.6241 | 10.517 | 10.4222 | 10.3273 | 10.0035 | 9.3455 | 8.8809 | 8.5878 |  | 17.5472 | 16.4322 | 16.1421 | 15.9002 | 15.6617 | 15.4748 | 15.39 | 15.2611 | 15.154 | 15.0592 | 14.9643 | 14.6405 | 13.9825 | 13.5179 | 13.2248 |  | 12.9102 | 11.6021 | 11.2995 | 11.0712 | 10.8463 | 10.6742 | 10.6064 | 10.4952 | 10.3108 | 10.121 | 9.9306 | 9.4151 | 8.7532 | 8.3789 | 8.4545 |  | 17.5472 | 16.2391 | 15.9365 | 15.7082 | 15.4833 | 15.3112 | 15.2434 | 15.1322 | 14.9478 | 14.758 | 14.5676 | 14.0521 | 13.3902 | 13.0159 | 13.0915 |  | 384427 | 398261 | BLOOM ST | SOUTH MANCHESTER
| Pimbo | 9.7184 | 9.2851 | 8.9617 | 8.498 | 7.8704 | 7.5184 | 7.1839 | 6.862 | 6.5629 | 6.2444 | 5.9876 | 4.4387 | -0.018619 | -3.6196 | -6.5085 |  | 24.7184 | 24.2851 | 23.9617 | 23.498 | 22.8704 | 22.5184 | 22.1839 | 21.862 | 21.5629 | 21.2444 | 20.9876 | 19.4387 | 14.9814 | 11.3804 | 8.4915 |  | 9.7184 | 9.4894 | 9.699 | 9.6719 | 9.741 | 9.8893 | 9.9049 | 9.7466 | 9.5005 | 9.3345 | 9.2043 | 8.7997 | 8.2813 | 7.9241 | 7.6554 |  | 24.7184 | 24.4894 | 24.699 | 24.6719 | 24.741 | 24.8893 | 24.9049 | 24.7466 | 24.5005 | 24.3345 | 24.2043 | 23.7997 | 23.2813 | 22.9241 | 22.6554 |  | 9.7184 | 9.5574 | 9.3084 | 8.8943 | 8.3304 | 8.0846 | 7.8742 | 7.6536 | 7.4124 | 7.124 | 6.8761 | 6.1303 | 5.1613 | 4.5552 | 4.3114 |  | 24.7184 | 24.5574 | 24.3084 | 23.8943 | 23.3304 | 23.0846 | 22.8742 | 22.6536 | 22.4124 | 22.124 | 21.8761 | 21.1303 | 20.1613 | 19.5552 | 19.3114 |  | 9.7184 | 9.2483 | 8.9851 | 8.5894 | 8.0462 | 7.7696 | 7.542 | 7.3404 | 7.1268 | 6.846 | 6.6167 | 5.0357 | 0.6565 | -2.8792 | -5.1422 |  | 24.7184 | 24.2483 | 23.9851 | 23.5894 | 23.0462 | 22.7696 | 22.542 | 22.3404 | 22.1268 | 21.846 | 21.6167 | 20.0357 | 15.6565 | 12.1208 | 9.8578 |  | 9.7184 | 9.2249 | 8.9837 | 8.5973 | 8.0487 | 7.7801 | 7.5473 | 7.2581 | 6.3409 | 5.3256 | 4.3503 | 1.4493 | -2.7358 | -5.2131 | -4.6924 |  | 24.7184 | 24.2249 | 23.9837 | 23.5973 | 23.0487 | 22.7801 | 22.5473 | 22.2581 | 21.3409 | 20.3256 | 19.3503 | 16.4493 | 12.2642 | 9.7869 | 10.3076 |  | 349148 | 404549 | SKELMERSDALE | WASHWAY FARM
| Portwood | 10.8625 | 8.1166 | 7.1624 | 6.8489 | 6.2203 | 5.4959 | 5.3251 | 4.7282 | 4.2099 | 3.7573 | 3.5949 | 2.6318 | 0.25431 | -1.8703 | -3.2038 |  | 15.4995 | 12.7536 | 11.7994 | 11.4859 | 10.8573 | 10.1329 | 9.9621 | 9.3652 | 8.8469 | 8.3943 | 8.2319 | 7.2688 | 4.8913 | 2.7667 | 1.4332 |  | 10.8625 | 10.2224 | 9.8628 | 9.7476 | 9.3993 | 8.9749 | 8.8989 | 8.3684 | 7.7854 | 7.4652 | 7.4099 | 7.1077 | 6.6843 | 6.265 | 6.1584 |  | 15.4995 | 14.8594 | 14.4998 | 14.3846 | 14.0363 | 13.6119 | 13.5359 | 13.0054 | 12.4224 | 12.1022 | 12.0469 | 11.7447 | 11.3213 | 10.902 | 10.7954 |  | 10.8625 | 10.0091 | 9.331 | 9.0022 | 8.4107 | 7.7486 | 7.5725 | 7.0197 | 6.5175 | 6.0688 | 5.8944 | 5.2711 | 4.4381 | 3.754 | 3.5329 |  | 15.4995 | 14.6461 | 13.968 | 13.6392 | 13.0477 | 12.3856 | 12.2095 | 11.6567 | 11.1545 | 10.7058 | 10.5314 | 9.9081 | 9.0751 | 8.391 | 8.1699 |  | 10.8625 | 7.1499 | 6.0862 | 5.8077 | 5.1847 | 4.4691 | 4.3436 | 3.7802 | 3.2799 | 2.8401 | 2.7005 | 1.8231 | -0.31287 | -2.1597 | -3.2173 |  | 15.4995 | 11.7869 | 10.7232 | 10.4447 | 9.8217 | 9.1061 | 8.9806 | 8.4172 | 7.9169 | 7.4771 | 7.3375 | 6.4601 | 4.3241 | 2.4773 | 1.4197 |  | 10.8625 | 6.6807 | 5.5834 | 5.3467 | 4.758 | 4.0798 | 3.9916 | 3.4464 | 2.6593 | 1.8962 | 1.4317 | -0.044979 | -2.0839 | -3.5564 | -3.3839 |  | 15.4995 | 11.3177 | 10.2204 | 9.9837 | 9.395 | 8.7168 | 8.6286 | 8.0834 | 7.2963 | 6.5332 | 6.0687 | 4.592 | 2.5531 | 1.0806 | 1.2531 |  | 389826 | 390619 | VERNON PARK | BREDBURY
| Poulton | 9.8271 | 9.2056 | 8.727 | 8.2815 | 7.8777 | 7.4772 | 7.0762 | 6.6691 | 6.2511 | 5.9367 | 5.6359 | 3.8665 | -0.65275 | -4.4971 | -7.311 |  | 16.3671 | 15.7456 | 15.267 | 14.8215 | 14.4177 | 14.0172 | 13.6162 | 13.2091 | 12.7911 | 12.4767 | 12.1759 | 10.4065 | 5.8872 | 2.0429 | -0.77102 |  | 9.8271 | 9.5459 | 9.3751 | 9.0742 | 8.7865 | 8.4893 | 8.0415 | 7.4146 | 6.6566 | 6.4555 | 6.2641 | 5.727 | 5.0977 | 4.8161 | 4.4864 |  | 16.3671 | 16.0859 | 15.9151 | 15.6142 | 15.3265 | 15.0293 | 14.5815 | 13.9546 | 13.1966 | 12.9955 | 12.8041 | 12.267 | 11.6377 | 11.3561 | 11.0264 |  | 9.8271 | 9.583 | 9.1809 | 8.737 | 8.3359 | 7.9453 | 7.5589 | 7.1656 | 6.7502 | 6.4378 | 6.1389 | 5.3234 | 4.0285 | 3.3133 | 2.9876 |  | 16.3671 | 16.123 | 15.7209 | 15.277 | 14.8759 | 14.4853 | 14.0989 | 13.7056 | 13.2902 | 12.9778 | 12.6789 | 11.8634 | 10.5685 | 9.8533 | 9.5276 |  | 9.8271 | 9.0157 | 8.5209 | 8.0797 | 7.6669 | 7.2687 | 6.8862 | 6.5122 | 6.0786 | 5.7248 | 5.386 | 3.9347 | -0.49203 | -3.7868 | -6.0923 |  | 16.3671 | 15.5557 | 15.0609 | 14.6197 | 14.2069 | 13.8087 | 13.4262 | 13.0522 | 12.6186 | 12.2648 | 11.926 | 10.4747 | 6.048 | 2.7532 | 0.44772 |  | 9.8271 | 8.9617 | 8.506 | 8.1225 | 7.7588 | 7.413 | 7.0781 | 6.7291 | 5.8971 | 4.822 | 3.7658 | 0.75338 | -3.3988 | -5.89 | -5.6082 |  | 16.3671 | 15.5017 | 15.046 | 14.6625 | 14.2988 | 13.953 | 13.6181 | 13.2691 | 12.4371 | 11.362 | 10.3058 | 7.2934 | 3.1412 | 0.64996 | 0.93181 |  | 335679 | 439130 | BISPHAM | PENWORTHAM
| Poynton | 8.9705 | 8.3473 | 8.034 | 7.9753 | 7.7255 | 7.4313 | 7.3621 | 7.1709 | 6.9524 | 6.7556 | 6.5688 | 5.3201 | 1.76 | -1.2834 | -3.3636 |  | 12.4705 | 11.8473 | 11.534 | 11.4753 | 11.2255 | 10.9313 | 10.8621 | 10.6709 | 10.4524 | 10.2556 | 10.0688 | 8.8201 | 5.26 | 2.2166 | 0.13641 |  | 8.9705 | 8.5026 | 8.3584 | 8.3912 | 8.2613 | 8.0789 | 8.0537 | 7.806 | 7.5063 | 7.3836 | 7.2414 | 6.7907 | 6.1637 | 5.6376 | 5.3958 |  | 12.4705 | 12.0026 | 11.8584 | 11.8912 | 11.7613 | 11.5789 | 11.5537 | 11.306 | 11.0063 | 10.8836 | 10.7414 | 10.2907 | 9.6637 | 9.1376 | 8.8958 |  | 8.9705 | 8.51 | 8.2324 | 8.1886 | 7.9685 | 7.734 | 7.7258 | 7.5571 | 7.3824 | 7.1887 | 6.9973 | 6.4348 | 5.7033 | 5.1322 | 4.9721 |  | 12.4705 | 12.01 | 11.7324 | 11.6886 | 11.4685 | 11.234 | 11.2258 | 11.0571 | 10.8824 | 10.6887 | 10.4973 | 9.9348 | 9.2033 | 8.6322 | 8.4721 |  | 8.9705 | 8.2697 | 7.9695 | 7.9321 | 7.7144 | 7.4431 | 7.3953 | 7.1066 | 6.9669 | 6.781 | 6.6337 | 5.5353 | 2.0165 | -0.93174 | -2.7574 |  | 12.4705 | 11.7697 | 11.4695 | 11.4321 | 11.2144 | 10.9431 | 10.8953 | 10.6066 | 10.4669 | 10.281 | 10.1337 | 9.0353 | 5.5165 | 2.5683 | 0.7426 |  | 8.9705 | 8.2522 | 7.9844 | 7.9658 | 7.7458 | 7.4694 | 7.4357 | 7.0737 | 6.4711 | 5.7802 | 5.0227 | 2.7444 | -0.55711 | -2.6264 | -2.2438 |  | 12.4705 | 11.7522 | 11.4844 | 11.4658 | 11.2458 | 10.9694 | 10.9357 | 10.5737 | 9.9711 | 9.2802 | 8.5227 | 6.2444 | 2.9429 | 0.87359 | 1.2562 |  | 392096 | 383493 | HAZEL GROVE | BREDBURY
| Preesall | 13.5016 | 12.5306 | 11.9092 | 11.5239 | 10.9365 | 10.3456 | 9.7279 | 9.154 | 8.5806 | 8.1008 | 7.6708 | 5.8964 | 2.174 | -0.071455 | -2.2013 |  | 18.0016 | 17.0306 | 16.4092 | 16.0239 | 15.4365 | 14.8456 | 14.2279 | 13.654 | 13.0806 | 12.6008 | 12.1708 | 10.3964 | 6.674 | 4.4285 | 2.2987 |  | 13.5016 | 12.7629 | 12.4811 | 12.3409 | 12.0207 | 11.739 | 11.3778 | 10.8867 | 10.3786 | 10.062 | 9.7387 | 8.7713 | 7.3174 | 6.4126 | 5.7249 |  | 18.0016 | 17.2629 | 16.9811 | 16.8409 | 16.5207 | 16.239 | 15.8778 | 15.3867 | 14.8786 | 14.562 | 14.2387 | 13.2713 | 11.8174 | 10.9126 | 10.2249 |  | 13.5016 | 12.7445 | 12.2249 | 11.9338 | 11.4988 | 11.1281 | 10.7655 | 10.401 | 9.8908 | 9.3871 | 8.8801 | 7.4745 | 5.7546 | 4.9262 | 4.7396 |  | 18.0016 | 17.2445 | 16.7249 | 16.4338 | 15.9988 | 15.6281 | 15.2655 | 14.901 | 14.3908 | 13.8871 | 13.3801 | 11.9745 | 10.2546 | 9.4262 | 9.2396 |  | 13.5016 | 12.4524 | 11.8451 | 11.4876 | 10.937 | 10.4138 | 9.894 | 9.4407 | 8.973 | 8.5644 | 8.211 | 6.6112 | 3.1496 | 1.0893 | -0.89325 |  | 18.0016 | 16.9524 | 16.3451 | 15.9876 | 15.437 | 14.9138 | 14.394 | 13.9407 | 13.473 | 13.0644 | 12.711 | 11.1112 | 7.6496 | 5.5893 | 3.6068 |  | 13.5016 | 12.4331 | 11.8294 | 11.4843 | 10.9716 | 10.5317 | 10.1154 | 9.7665 | 9.0175 | 8.2206 | 7.4134 | 5.0709 | 2.2172 | 0.768 | 0.66003 |  | 18.0016 | 16.9331 | 16.3294 | 15.9843 | 15.4716 | 15.0317 | 14.6154 | 14.2665 | 13.5175 | 12.7206 | 11.9134 | 9.5709 | 6.7172 | 5.268 | 5.16 |  | 336965 | 446547 | THORNTON | STANAH
| Preston East | 16.5036 | 13.9696 | 12.8163 | 12.6765 | 12.4669 | 11.9728 | 11.5591 | 11.2152 | 10.9605 | 10.4787 | 10.1116 | 8.7721 | 4.9859 | 1.1912 | -1.0326 |  | 22.5036 | 19.9696 | 18.8163 | 18.6765 | 18.4669 | 17.9728 | 17.5591 | 17.2152 | 16.9605 | 16.4787 | 16.1116 | 14.7721 | 10.9859 | 7.1912 | 4.9674 |  | 16.5036 | 15.8761 | 15.5805 | 15.7803 | 15.9336 | 15.8979 | 15.7941 | 15.5945 | 15.3647 | 15.0894 | 14.8984 | 14.7479 | 14.4296 | 14.0783 | 14.0754 |  | 22.5036 | 21.8761 | 21.5805 | 21.7803 | 21.9336 | 21.8979 | 21.7941 | 21.5945 | 21.3647 | 21.0894 | 20.8984 | 20.7479 | 20.4296 | 20.0783 | 20.0754 |  | 16.5036 | 15.509 | 14.6977 | 14.5493 | 14.3457 | 13.9015 | 13.5363 | 13.2304 | 12.9753 | 12.5085 | 12.143 | 11.5131 | 10.514 | 9.3606 | 9.2705 |  | 22.5036 | 21.509 | 20.6977 | 20.5493 | 20.3457 | 19.9015 | 19.5363 | 19.2304 | 18.9753 | 18.5085 | 18.143 | 17.5131 | 16.514 | 15.3606 | 15.2705 |  | 16.5036 | 13.0527 | 11.7297 | 11.6252 | 11.4299 | 10.9337 | 10.5272 | 10.2047 | 9.9369 | 9.4104 | 8.9999 | 7.4696 | 3.6626 | 0.053639 | -1.6158 |  | 22.5036 | 19.0527 | 17.7297 | 17.6252 | 17.4299 | 16.9337 | 16.5272 | 16.2047 | 15.9369 | 15.4104 | 14.9999 | 13.4696 | 9.6626 | 6.0536 | 4.3842 |  | 16.5036 | 12.6078 | 11.2172 | 11.1447 | 10.9625 | 10.4752 | 10.07 | 9.7059 | 8.7846 | 7.7406 | 7.0099 | 4.0988 | 0.55514 | -2.2369 | -1.6605 |  | 22.5036 | 18.6078 | 17.2172 | 17.1447 | 16.9625 | 16.4752 | 16.07 | 15.7059 | 14.7846 | 13.7406 | 13.0099 | 10.0988 | 6.5551 | 3.7631 | 4.3395 |  | 356777 | 432926 | PRESTON EAST | PENWORTHAM
| Preston Old Rd | 11.7763 | 11.1638 | 10.9375 | 10.805 | 10.5793 | 10.3757 | 10.1215 | 9.9291 | 9.6833 | 9.4836 | 9.3117 | 7.9446 | 3.8913 | 0.76408 | -1.3646 |  | 16.4133 | 15.8008 | 15.5745 | 15.442 | 15.2163 | 15.0127 | 14.7585 | 14.5661 | 14.3203 | 14.1206 | 13.9487 | 12.5816 | 8.5283 | 5.4011 | 3.2724 |  | 11.7763 | 11.109 | 11.0253 | 11.0062 | 10.8855 | 10.8053 | 10.6135 | 10.3907 | 10.0638 | 9.9463 | 9.8236 | 9.4075 | 8.8406 | 8.568 | 8.4345 |  | 16.4133 | 15.746 | 15.6623 | 15.6432 | 15.5225 | 15.4423 | 15.2505 | 15.0277 | 14.7008 | 14.5833 | 14.4606 | 14.0445 | 13.4776 | 13.205 | 13.0715 |  | 11.7763 | 11.1759 | 10.9661 | 10.8569 | 10.6744 | 10.5507 | 10.3874 | 10.263 | 10.0456 | 9.8548 | 9.677 | 9.1482 | 8.4935 | 8.2044 | 8.2075 |  | 16.4133 | 15.8129 | 15.6031 | 15.4939 | 15.3114 | 15.1877 | 15.0244 | 14.9 | 14.6826 | 14.4918 | 14.314 | 13.7852 | 13.1305 | 12.8414 | 12.8445 |  | 11.7763 | 11.192 | 10.9965 | 10.888 | 10.6942 | 10.5451 | 10.3685 | 10.2808 | 10.1045 | 9.9788 | 9.8708 | 8.6406 | 4.8057 | 1.8494 | -0.14108 |  | 16.4133 | 15.829 | 15.6335 | 15.525 | 15.3312 | 15.1821 | 15.0055 | 14.9178 | 14.7415 | 14.6158 | 14.5078 | 13.2776 | 9.4427 | 6.4864 | 4.4959 |  | 11.7763 | 11.2424 | 11.0996 | 11.0163 | 10.8557 | 10.7584 | 10.6301 | 10.441 | 9.5874 | 8.7333 | 7.8998 | 5.4365 | 1.892 | -0.044455 | 0.57783 |  | 16.4133 | 15.8794 | 15.7366 | 15.6533 | 15.4927 | 15.3954 | 15.2671 | 15.078 | 14.2244 | 13.3703 | 12.5368 | 10.0735 | 6.529 | 4.5925 | 5.2148 |  | 332562 | 434929 | BLACKPOOL | PENWORTHAM
| Prestwich | 7.9168 | 7.0202 | 6.2655 | 6.2813 | 5.7459 | 5.3099 | 4.9636 | 4.4021 | 3.895 | 3.5842 | 3.2453 | 1.0152 | -4.8695 | -9.7003 | -13.0202 |  | 12.5538 | 11.6572 | 10.9025 | 10.9183 | 10.3829 | 9.9469 | 9.6006 | 9.0391 | 8.532 | 8.2212 | 7.8823 | 5.6522 | -0.23251 | -5.0633 | -8.3832 |  | 7.9168 | 7.1013 | 6.6268 | 6.8396 | 6.46 | 6.23 | 5.9924 | 5.3765 | 4.7326 | 4.538 | 4.2895 | 3.4189 | 2.3676 | 1.6086 | 1.221 |  | 12.5538 | 11.7383 | 11.2638 | 11.4766 | 11.097 | 10.867 | 10.6294 | 10.0135 | 9.3696 | 9.175 | 8.9265 | 8.0559 | 7.0046 | 6.2456 | 5.858 |  | 7.9168 | 7.1192 | 6.4182 | 6.4897 | 6.0513 | 5.7656 | 5.5872 | 5.1529 | 4.7445 | 4.4581 | 4.1131 | 3.0367 | 1.7406 | 0.901 | 0.64358 |  | 12.5538 | 11.7562 | 11.0552 | 11.1267 | 10.6883 | 10.4026 | 10.2242 | 9.7899 | 9.3815 | 9.0951 | 8.7501 | 7.6737 | 6.3776 | 5.538 | 5.2806 |  | 7.9168 | 6.9769 | 6.2604 | 6.3159 | 5.823 | 5.482 | 5.2615 | 4.865 | 4.4811 | 4.2382 | 3.8978 | 1.7722 | -3.5923 | -8.1515 | -11.2415 |  | 12.5538 | 11.6139 | 10.8974 | 10.9529 | 10.46 | 10.119 | 9.8985 | 9.502 | 9.1181 | 8.8752 | 8.5348 | 6.4092 | 1.0447 | -3.5145 | -6.6045 |  | 7.9168 | 7.0052 | 6.3596 | 6.4577 | 6.0366 | 5.7607 | 5.6128 | 5.1416 | 3.8195 | 2.6033 | 1.359 | -2.4345 | -7.5708 | -10.7577 | -10.0993 |  | 12.5538 | 11.6422 | 10.9966 | 11.0947 | 10.6736 | 10.3977 | 10.2498 | 9.7786 | 8.4565 | 7.2403 | 5.996 | 2.2025 | -2.9338 | -6.1207 | -5.4623 |  | 381392 | 404001 | AGECROFT | KEARSLEY
| Pringle St | 9.6789 | 8.7273 | 8.1673 | 8.0942 | 7.6809 | 7.4267 | 7.2037 | 6.8529 | 6.4896 | 6.2016 | 6.0669 | 4.5707 | 0.15098 | -3.5755 | -6.0573 |  | 17.2389 | 16.2873 | 15.7273 | 15.6542 | 15.2409 | 14.9867 | 14.7637 | 14.4129 | 14.0496 | 13.7616 | 13.6269 | 12.1307 | 7.711 | 3.9845 | 1.5027 |  | 9.6789 | 9.1538 | 8.8944 | 8.978 | 8.7396 | 8.6713 | 8.567 | 8.23 | 7.8376 | 7.6586 | 7.5923 | 7.16 | 6.5677 | 6.1413 | 5.9966 |  | 17.2389 | 16.7138 | 16.4544 | 16.538 | 16.2996 | 16.2313 | 16.127 | 15.79 | 15.3976 | 15.2186 | 15.1523 | 14.72 | 14.1277 | 13.7013 | 13.5566 |  | 9.6789 | 9.1738 | 8.7415 | 8.7055 | 8.3661 | 8.2131 | 8.1096 | 7.8574 | 7.5553 | 7.2929 | 7.15 | 6.5034 | 5.6604 | 5.1129 | 5.0379 |  | 17.2389 | 16.7338 | 16.3015 | 16.2655 | 15.9261 | 15.7731 | 15.6696 | 15.4174 | 15.1153 | 14.8529 | 14.71 | 14.0634 | 13.2204 | 12.6729 | 12.5979 |  | 9.6789 | 8.5522 | 7.979 | 7.9316 | 7.5406 | 7.3266 | 7.1673 | 6.8898 | 6.5808 | 6.3278 | 6.2289 | 4.7968 | 0.48016 | -3.2438 | -5.7414 |  | 17.2389 | 16.1122 | 15.539 | 15.4916 | 15.1006 | 14.8866 | 14.7273 | 14.4498 | 14.1408 | 13.8878 | 13.7889 | 12.3568 | 8.0402 | 4.3162 | 1.8186 |  | 9.6789 | 8.4969 | 7.9498 | 7.937 | 7.5817 | 7.4094 | 7.2846 | 6.9432 | 5.9134 | 4.8949 | 4.0326 | 1.2875 | -2.6936 | -5.3946 | -5.0848 |  | 17.2389 | 16.0569 | 15.5098 | 15.497 | 15.1417 | 14.9694 | 14.8446 | 14.5032 | 13.4734 | 12.4549 | 11.5926 | 8.8475 | 4.8664 | 2.1654 | 2.4752 |  | 369088 | 427387 | BLACKBURN | PENWORTHAM
| Queens Park | 10.6314 | 5.7281 | 0.11308 | -5.1594 | -10.3873 | -15.7739 | 6.8293 | 6.4547 | 6.2653 | 5.9124 | 5.6198 | 4.9122 | 3.3346 | 2.0146 | 0.84465 |  | 12.4314 | 7.5281 | 1.9131 | -3.3594 | -8.5873 | -13.9739 | -14.1707 | -14.5453 | -14.7347 | -15.0876 | -15.3802 | -16.0878 | -17.6654 | -18.9854 | -20.1554 |  | 10.6314 | 8.2875 | 4.2256 | 0.20323 | -3.7692 | -7.8386 | 14.9371 | 14.6963 | 14.5512 | 14.3506 | 14.1843 | 13.9436 | 13.5926 | 13.3268 | 13.2902 |  | 12.4314 | 10.0875 | 6.0256 | 2.0032 | -1.9692 | -6.0386 | -6.0629 | -6.3037 | -6.4488 | -6.6494 | -6.8157 | -7.0564 | -7.4074 | -7.6732 | -7.7098 |  | 10.6314 | 7.5827 | 2.2078 | -3.0609 | -8.2796 | -13.6353 | 8.9916 | 8.6478 | 8.4613 | 8.1162 | 7.8248 | 7.2948 | 6.5801 | 6.0786 | 5.9445 |  | 12.4314 | 9.3827 | 4.0078 | -1.2609 | -6.4796 | -11.8353 | -12.0084 | -12.3522 | -12.5387 | -12.8838 | -13.1752 | -13.7052 | -14.4199 | -14.9214 | -15.0555 |  | 10.6314 | 4.8038 | -0.9119 | -6.1798 | -11.4156 | -16.8126 | 5.7925 | 5.4263 | 5.2192 | 4.8265 | 4.4965 | 3.6733 | 2.052 | 0.80532 | -0.043924 |  | 12.4314 | 6.6038 | 0.8881 | -4.3798 | -9.6156 | -15.0126 | -15.2075 | -15.5737 | -15.7808 | -16.1735 | -16.5035 | -17.3267 | -18.948 | -20.1947 | -21.0439 |  | 10.6314 | 4.3451 | -1.415 | -6.674 | -11.9105 | -17.3094 | 5.2902 | 4.8961 | 4.5177 | 3.9363 | 3.4164 | 2.2686 | 0.46163 | -0.41992 | -0.38045 |  | 12.4314 | 6.1451 | 0.38503 | -4.874 | -10.1105 | -15.5094 | -15.7098 | -16.1039 | -16.4823 | -17.0637 | -17.5836 | -18.7314 | -20.5384 | -21.4199 | -21.3805 |  | 385893 | 400645 | STUART ST | STALYBRIDGE
| Radcliffe | 9.6366 | 6.6751 | 5.3032 | 4.7559 | 3.5484 | 2.7118 | 1.7993 | 1.0399 | 0.14077 | -0.60792 | -1.2645 | -6.0355 | -17.4888 | -26.8619 | -33.3198 |  | 16.6366 | 13.6751 | 12.3032 | 11.7559 | 10.5484 | 9.7118 | 8.7993 | 8.0399 | 7.1408 | 6.3921 | 5.7355 | 0.96446 | -10.4888 | -19.8619 | -26.3198 |  | 9.6366 | 7.8626 | 7.3258 | 7.255 | 6.5204 | 6.1564 | 5.4684 | 4.5397 | 3.3859 | 2.773 | 2.2033 | 0.31439 | -1.8319 | -3.2564 | -3.8866 |  | 16.6366 | 14.8626 | 14.3258 | 14.255 | 13.5204 | 13.1564 | 12.4684 | 11.5397 | 10.3859 | 9.773 | 9.2033 | 7.3144 | 5.1681 | 3.7436 | 3.1134 |  | 9.6366 | 7.7365 | 6.5677 | 6.0914 | 5.0333 | 4.4155 | 3.7626 | 3.1955 | 2.3941 | 1.6637 | 0.93569 | -1.7991 | -4.4192 | -6.0549 | -6.4827 |  | 16.6366 | 14.7365 | 13.5677 | 13.0914 | 12.0333 | 11.4155 | 10.7626 | 10.1955 | 9.3941 | 8.6637 | 7.9357 | 5.2009 | 2.5808 | 0.94515 | 0.51734 |  | 9.6366 | 6.1616 | 4.8296 | 4.3713 | 3.2669 | 2.6279 | 2.0043 | 1.5823 | 0.83643 | 0.15828 | -0.44794 | -5.2626 | -15.9984 | -24.5808 | -30.5362 |  | 16.6366 | 13.1616 | 11.8296 | 11.3713 | 10.2669 | 9.6279 | 9.0043 | 8.5823 | 7.8364 | 7.1583 | 6.5521 | 1.7374 | -8.9984 | -17.5808 | -23.5362 |  | 9.6366 | 5.9583 | 4.6959 | 4.3108 | 2.8712 | 1.9528 | 1.4762 | 0.86642 | -1.5148 | -3.9225 | -6.2975 | -13.6042 | -23.5398 | -29.673 | -28.4632 |  | 16.6366 | 12.9583 | 11.6959 | 11.3108 | 9.8712 | 8.9528 | 8.4762 | 7.8664 | 5.4852 | 3.0775 | 0.70247 | -6.6042 | -16.5398 | -22.673 | -21.4632 |  | 377524 | 406160 | - | KEARSLEY
| Randal St | 6.3964 | 5.6127 | 4.9017 | 4.8067 | 4.3856 | 4.1576 | 3.939 | 3.5409 | 3.2277 | 2.9676 | 2.8351 | 1.6705 | -1.8966 | -5.2299 | -7.1567 |  | 19.0964 | 18.3127 | 17.6017 | 17.5067 | 17.0856 | 16.8576 | 16.639 | 16.2409 | 15.9277 | 15.6676 | 15.5351 | 14.3705 | 10.8034 | 7.4701 | 5.5433 |  | 6.3964 | 6.3958 | 6.2025 | 6.3092 | 6.2337 | 6.0765 | 5.8181 | 5.4104 | 4.9366 | 4.7778 | 4.6573 | 4.346 | 4.0131 | 3.8588 | 3.9896 |  | 19.0964 | 19.0958 | 18.9025 | 19.0092 | 18.9337 | 18.7765 | 18.5181 | 18.1104 | 17.6366 | 17.4778 | 17.3573 | 17.046 | 16.7131 | 16.5588 | 16.6896 |  | 6.3964 | 6.3676 | 5.8318 | 5.7383 | 5.3524 | 5.1649 | 4.9925 | 4.6413 | 4.3444 | 4.0889 | 3.9451 | 3.4057 | 2.7445 | 2.3119 | 2.3727 |  | 19.0964 | 19.0676 | 18.5318 | 18.4383 | 18.0524 | 17.8649 | 17.6925 | 17.3413 | 17.0444 | 16.7889 | 16.6451 | 16.1057 | 15.4445 | 15.0119 | 15.0727 |  | 6.3964 | 5.2736 | 4.5102 | 4.4351 | 4.017 | 3.8112 | 3.6268 | 3.2708 | 2.9712 | 2.7197 | 2.6057 | 1.517 | -1.4654 | -4.1669 | -5.8573 |  | 19.0964 | 17.9736 | 17.2102 | 17.1351 | 16.717 | 16.5112 | 16.3268 | 15.9708 | 15.6712 | 15.4197 | 15.3057 | 14.217 | 11.2346 | 8.5331 | 6.8427 |  | 6.3964 | 5.1202 | 4.3479 | 4.2987 | 3.907 | 3.739 | 3.5926 | 3.1814 | 2.3639 | 1.5607 | 0.90432 | -1.1138 | -4.3111 | -6.3807 | -5.5139 |  | 19.0964 | 17.8202 | 17.0479 | 16.9987 | 16.607 | 16.439 | 16.2926 | 15.8814 | 15.0639 | 14.2607 | 13.6043 | 11.5862 | 8.3889 | 6.3193 | 7.1861 |  | 368092 | 428515 | BLACKBURN | PENWORTHAM
| Rawtenstall Rd | 11.2858 | 10.4825 | 10.2332 | 9.9422 | 9.6741 | 9.3876 | 9.0782 | 8.8076 | 8.5205 | 8.2589 | 8.0346 | 6.404 | 1.5967 | -2.2853 | -4.9862 |  | 15.9228 | 15.1195 | 14.8702 | 14.5792 | 14.3111 | 14.0246 | 13.7152 | 13.4446 | 13.1575 | 12.8959 | 12.6716 | 11.041 | 6.2337 | 2.3517 | -0.34918 |  | 11.2858 | 10.5063 | 10.4216 | 10.2477 | 10.0908 | 9.9347 | 9.6983 | 9.399 | 9.0457 | 8.8612 | 8.6941 | 8.2269 | 7.5647 | 7.1598 | 6.8513 |  | 15.9228 | 15.1433 | 15.0586 | 14.8847 | 14.7278 | 14.5717 | 14.3353 | 14.036 | 13.6827 | 13.4982 | 13.3311 | 12.8639 | 12.2017 | 11.7968 | 11.4883 |  | 11.2858 | 10.5783 | 10.371 | 10.1096 | 9.8864 | 9.6735 | 9.451 | 9.2434 | 8.9848 | 8.7313 | 8.4993 | 7.8493 | 6.9656 | 6.4354 | 6.1565 |  | 15.9228 | 15.2153 | 15.008 | 14.7466 | 14.5234 | 14.3105 | 14.088 | 13.8804 | 13.6218 | 13.3683 | 13.1363 | 12.4863 | 11.6026 | 11.0724 | 10.7935 |  | 11.2858 | 10.4754 | 10.2477 | 9.9801 | 9.7405 | 9.4952 | 9.2438 | 9.0411 | 8.807 | 8.5882 | 8.4087 | 6.849 | 2.1767 | -1.5603 | -4.0805 |  | 15.9228 | 15.1124 | 14.8847 | 14.6171 | 14.3775 | 14.1322 | 13.8808 | 13.6781 | 13.444 | 13.2252 | 13.0457 | 11.486 | 6.8137 | 3.0767 | 0.55649 |  | 11.2858 | 10.5145 | 10.3442 | 10.1255 | 9.9362 | 9.7502 | 9.5533 | 9.2426 | 8.2092 | 7.1554 | 6.128 | 3.15 | -1.1634 | -3.6839 | -3.1967 |  | 15.9228 | 15.1515 | 14.9812 | 14.7625 | 14.5732 | 14.3872 | 14.1903 | 13.8796 | 12.8462 | 11.7924 | 10.765 | 7.787 | 3.4736 | 0.95314 | 1.4403 |  | 379395 | 422143 | ROSSENDALE | PADIHAM
| Reddish Vale | 8.4 | 7.045 | 6.5362 | 6.3506 | 5.9489 | 5.4655 | 5.2515 | 4.8999 | 4.5732 | 4.2587 | 3.9864 | 2.1006 | -3.1713 | -7.5496 | -10.4339 |  | 17.4 | 16.045 | 15.5362 | 15.3506 | 14.9489 | 14.4655 | 14.2515 | 13.8999 | 13.5732 | 13.2587 | 12.9864 | 11.1006 | 5.8287 | 1.4504 | -1.4339 |  | 8.4 | 7.5251 | 7.2806 | 7.2325 | 6.9663 | 6.6399 | 6.4801 | 6.0618 | 5.6354 | 5.3817 | 5.1468 | 4.4308 | 3.5003 | 2.841 | 2.5321 |  | 17.4 | 16.5251 | 16.2806 | 16.2325 | 15.9663 | 15.6399 | 15.4801 | 15.0618 | 14.6354 | 14.3817 | 14.1468 | 13.4308 | 12.5003 | 11.841 | 11.5321 |  | 8.4 | 7.423 | 6.9942 | 6.8419 | 6.5066 | 6.1344 | 6.0339 | 5.7742 | 5.4965 | 5.2011 | 4.9248 | 4.0979 | 3.0612 | 2.3544 | 2.1759 |  | 17.4 | 16.423 | 15.9942 | 15.8419 | 15.5066 | 15.1344 | 15.0339 | 14.7742 | 14.4965 | 14.2011 | 13.9248 | 13.0979 | 12.0612 | 11.3544 | 11.1759 |  | 8.4 | 6.8045 | 6.299 | 6.1462 | 5.7818 | 5.3691 | 5.2591 | 5.0334 | 4.8128 | 4.5684 | 4.3716 | 2.6628 | -2.3247 | -6.4715 | -9.1791 |  | 17.4 | 15.8045 | 15.299 | 15.1462 | 14.7818 | 14.3691 | 14.2591 | 14.0334 | 13.8128 | 13.5684 | 13.3716 | 11.6628 | 6.6753 | 2.5285 | -0.17906 |  | 8.4 | 6.7101 | 6.2293 | 6.1013 | 5.7674 | 5.4035 | 5.3389 | 5.0011 | 3.9127 | 2.7703 | 1.6625 | -1.6019 | -6.2151 | -9.1245 | -8.5422 |  | 17.4 | 15.7101 | 15.2293 | 15.1013 | 14.7674 | 14.4035 | 14.3389 | 14.0011 | 12.9127 | 11.7703 | 10.6625 | 7.3981 | 2.7849 | -0.12449 | 0.45776 |  | 390147 | 393309 | VERNON PARK | BREDBURY
| Ribblesdale T13 & T14 | 3.3825 | 2.2758 | 1.8347 | 1.3983 | 0.99548 | 0.58837 | 0.17196 | -0.21094 | -0.60054 | -1.1805 | -1.4807 | -3.073 | -7.2288 | -10.1688 | -12.2758 |  | 6.1825 | 5.0758 | 4.6347 | 4.1983 | 3.7955 | 3.3884 | 2.972 | 2.5891 | 2.1995 | 1.6195 | 1.3193 | -0.27304 | -4.4288 | -7.3688 | -9.4758 |  | 3.3825 | 2.6013 | 2.5219 | 2.3366 | 2.1899 | 2.0741 | 1.861 | 1.5433 | 1.1581 | 0.95577 | 0.76896 | 0.17479 | -0.72305 | -1.3194 | -1.7258 |  | 6.1825 | 5.4013 | 5.3219 | 5.1366 | 4.9899 | 4.8741 | 4.661 | 4.3433 | 3.9581 | 3.7558 | 3.569 | 2.9748 | 2.0769 | 1.4806 | 1.0742 |  | 3.3825 | 2.443 | 2.0772 | 1.7015 | 1.3834 | 1.0977 | 0.81791 | 0.54071 | 0.18217 | -0.39698 | -0.71807 | -1.6487 | -3.0738 | -3.7969 | -4.0308 |  | 6.1825 | 5.243 | 4.8772 | 4.5015 | 4.1834 | 3.8977 | 3.6179 | 3.3407 | 2.9822 | 2.403 | 2.0819 | 1.1513 | -0.2738 | -0.99694 | -1.2308 |  | 3.3825 | 2.0762 | 1.629 | 1.2281 | 0.86575 | 0.5115 | 0.17067 | -0.12601 | -0.67972 | -0.96981 | -1.2183 | -2.7549 | -6.8864 | -9.6392 | -11.4906 |  | 6.1825 | 4.8762 | 4.429 | 4.0281 | 3.6658 | 3.3115 | 2.9707 | 2.674 | 2.1203 | 1.8302 | 1.5817 | 0.045141 | -4.0864 | -6.8392 | -8.6906 |  | 3.3825 | 2 | 1.5671 | 1.194 | 0.86664 | 0.56623 | -0.024645 | -0.34405 | -1.1979 | -2.5256 | -3.3666 | -5.8578 | -9.2297 | -11.1283 | -10.7745 |  | 6.1825 | 4.8 | 4.3671 | 3.994 | 3.6666 | 3.3662 | 2.7754 | 2.4559 | 1.6021 | 0.27439 | -0.56656 | -3.0578 | -6.4297 | -8.3283 | -7.9745 |  | 374759 | 443587 | PADIHAM | PADIHAM
| Ribbleton | 13.9217 | 13.3119 | 11.9483 | 10.8382 | 7.9949 | 5.2571 | 5.1287 | 4.8362 | 4.5159 | 4.262 | 4.183 | 2.9559 | -0.78158 | -3.9239 | -6.3253 |  | 18.0587 | 17.4489 | 16.0853 | 14.9752 | 12.1319 | 9.3941 | 9.2657 | 8.9732 | 8.6529 | 8.399 | 8.32 | 7.0929 | 3.3554 | 0.21313 | -2.1883 |  | 13.9217 | 13.4388 | 12.7721 | 12.2807 | 10.8322 | 9.4933 | 9.4257 | 9.1421 | 8.8045 | 8.6342 | 8.584 | 8.1805 | 7.5543 | 7.0051 | 6.669 |  | 18.0587 | 17.5758 | 16.9091 | 16.4177 | 14.9692 | 13.6303 | 13.5627 | 13.2791 | 12.9415 | 12.7712 | 12.721 | 12.3175 | 11.6913 | 11.1421 | 10.806 |  | 13.9217 | 13.4782 | 12.1743 | 11.1002 | 8.3146 | 5.6688 | 5.6466 | 5.4426 | 5.1787 | 4.953 | 4.8773 | 4.3467 | 3.581 | 2.9424 | 2.6635 |  | 18.0587 | 17.6152 | 16.3113 | 15.2372 | 12.4516 | 9.8058 | 9.7836 | 9.5796 | 9.3157 | 9.09 | 9.0143 | 8.4837 | 7.718 | 7.0794 | 6.8005 |  | 13.9217 | 13.2655 | 11.9137 | 10.8235 | 8.0002 | 5.286 | 5.1928 | 4.9471 | 4.6551 | 4.3999 | 4.3107 | 2.9395 | -0.96323 | -4.0849 | -6.1198 |  | 18.0587 | 17.4025 | 16.0507 | 14.9605 | 12.1372 | 9.423 | 9.3298 | 9.0841 | 8.7921 | 8.5369 | 8.4477 | 7.0765 | 3.1738 | 0.052065 | -1.9828 |  | 13.9217 | 13.269 | 11.9512 | 10.8811 | 8.0667 | 5.3709 | 5.2844 | 4.9581 | 4.0882 | 3.2173 | 2.5099 | 0.0056369 | -3.6205 | -5.7984 | -5.5066 |  | 18.0587 | 17.406 | 16.0882 | 15.0181 | 12.2037 | 9.5079 | 9.4214 | 9.0951 | 8.2252 | 7.3543 | 6.6469 | 4.1426 | 0.51649 | -1.6614 | -1.3696 |  | 356730 | 431506 | PRESTON EAST | PENWORTHAM
| Ringley | 16.5852 | 15.4584 | 15.2 | 15.0999 | 14.8782 | 14.7249 | 14.6523 | 14.4768 | 14.3353 | 14.1771 | 14.0691 | 13.2773 | 10.7495 | 8.5387 | 6.8911 |  | 20.5852 | 19.4584 | 19.2 | 19.0999 | 18.8782 | 18.7249 | 18.6523 | 18.4768 | 18.3353 | 18.1771 | 18.0691 | 17.2773 | 14.7495 | 12.5387 | 10.8911 |  | 16.5852 | 16.3865 | 16.4098 | 16.4546 | 16.4056 | 16.381 | 16.3253 | 16.2084 | 16.0525 | 15.9537 | 15.8923 | 15.6844 | 15.391 | 15.2341 | 15.1586 |  | 20.5852 | 20.3865 | 20.4098 | 20.4546 | 20.4056 | 20.381 | 20.3253 | 20.2084 | 20.0525 | 19.9537 | 19.8923 | 19.6844 | 19.391 | 19.2341 | 19.1586 |  | 16.5852 | 16.285 | 16.1392 | 16.0508 | 15.8659 | 15.7602 | 15.7314 | 15.601 | 15.4795 | 15.3342 | 15.2259 | 14.9219 | 14.5172 | 14.2697 | 14.2195 |  | 20.5852 | 20.285 | 20.1392 | 20.0508 | 19.8659 | 19.7602 | 19.7314 | 19.601 | 19.4795 | 19.3342 | 19.2259 | 18.9219 | 18.5172 | 18.2697 | 18.2195 |  | 16.5852 | 15.0432 | 14.7447 | 14.655 | 14.4314 | 14.2822 | 14.2205 | 14.054 | 13.9078 | 13.7411 | 13.6278 | 12.8222 | 10.4438 | 8.4997 | 7.1525 |  | 20.5852 | 19.0432 | 18.7447 | 18.655 | 18.4314 | 18.2822 | 18.2205 | 18.054 | 17.9078 | 17.7411 | 17.6278 | 16.8222 | 14.4438 | 12.4997 | 11.1525 |  | 16.5852 | 14.8402 | 14.5255 | 14.4371 | 14.2104 | 14.0679 | 14.0125 | 13.784 | 13.2263 | 12.6352 | 12.0969 | 10.5558 | 8.3231 | 6.9589 | 7.21 |  | 20.5852 | 18.8402 | 18.5255 | 18.4371 | 18.2104 | 18.0679 | 18.0125 | 17.784 | 17.2263 | 16.6352 | 16.0969 | 14.5558 | 12.3231 | 10.9589 | 11.21 |  | 376120 | 405531 | KEARSLEY LOCAL | KEARSLEY
| Risley | 4.5448 | 2.8686 | 2.0932 | 1.8899 | 1.363 | 1.2626 | 0.94222 | 0.36723 | 0.30896 | -0.14097 | -0.25327 | -1.6466 | -5.5257 | -8.8894 | -11.605 |  | 15.2448 | 13.5686 | 12.7932 | 12.5899 | 12.063 | 11.9626 | 11.6422 | 11.0672 | 11.009 | 10.559 | 10.4467 | 9.0534 | 5.1743 | 1.8106 | -0.90503 |  | 4.5448 | 4.2523 | 4.1269 | 4.3257 | 4.2395 | 4.5679 | 4.5822 | 4.3314 | 4.2197 | 3.9893 | 4.0371 | 3.8022 | 3.3924 | 3.0968 | 2.914 |  | 15.2448 | 14.9523 | 14.8269 | 15.0257 | 14.9395 | 15.2679 | 15.2822 | 15.0314 | 14.9197 | 14.6893 | 14.7371 | 14.5022 | 14.0924 | 13.7968 | 13.614 |  | 4.5448 | 3.833 | 3.2065 | 3.0185 | 2.5437 | 2.4862 | 2.2325 | 1.7273 | 1.6713 | 1.235 | 1.1018 | 0.34146 | -0.65836 | -1.2237 | -1.4818 |  | 15.2448 | 14.533 | 13.9065 | 13.7185 | 13.2437 | 13.1862 | 12.9325 | 12.4273 | 12.3713 | 11.935 | 11.8018 | 11.0415 | 10.0416 | 9.4763 | 9.2182 |  | 4.5448 | 2.1505 | 1.3055 | 1.1278 | 0.60083 | 0.52113 | 0.21997 | -0.34609 | -0.3828 | -0.85502 | -0.99922 | -2.4453 | -6.2378 | -9.3506 | -11.7075 |  | 15.2448 | 12.8505 | 12.0055 | 11.8278 | 11.3008 | 11.2211 | 10.92 | 10.3539 | 10.3172 | 9.845 | 9.7008 | 8.2547 | 4.4622 | 1.3494 | -1.0075 |  | 4.5448 | 1.8012 | 0.9343 | 0.77782 | 0.2629 | 0.14462 | -0.14165 | -0.79161 | -1.3483 | -2.4021 | -3.1739 | -5.6733 | -9.3774 | -11.7156 | -11.5513 |  | 15.2448 | 12.5012 | 11.6343 | 11.4778 | 10.9629 | 10.8446 | 10.5584 | 9.9084 | 9.3517 | 8.2979 | 7.5261 | 5.0267 | 1.3226 | -1.0156 | -0.85129 |  | 365181 | 392989 | - | BOLD
| Robert Hall St | 7.2038 | 5.9639 | 4.9991 | 4.5065 | 3.7681 | 3.0744 | 2.431 | 1.4889 | 0.52075 | -0.21209 | -0.64447 | -2.4651 | -6.019 | -9.059 | -11.5807 |  | 14.2038 | 12.9639 | 11.9991 | 11.5065 | 10.7681 | 10.0744 | 9.431 | 8.4889 | 7.5207 | 6.7879 | 6.3555 | 4.5349 | 0.98102 | -2.059 | -4.5807 |  | 7.2038 | 6.6468 | 5.9896 | 5.6457 | 5.051 | 4.5498 | 3.9969 | 3.0607 | 2.0346 | 1.3589 | 0.98847 | -0.31999 | -2.1607 | -3.7586 | -5.1047 |  | 14.2038 | 13.6468 | 12.9896 | 12.6457 | 12.051 | 11.5498 | 10.9969 | 10.0607 | 9.0346 | 8.3589 | 7.9885 | 6.68 | 4.8393 | 3.2414 | 1.8953 |  | 7.2038 | 6.5917 | 5.7472 | 5.2637 | 4.5555 | 3.905 | 3.3065 | 2.4064 | 1.4553 | 0.71464 | 0.26632 | -1.2381 | -3.3197 | -5.0258 | -6.4202 |  | 14.2038 | 13.5917 | 12.7472 | 12.2637 | 11.5555 | 10.905 | 10.3065 | 9.4064 | 8.4553 | 7.7146 | 7.2663 | 5.7619 | 3.6803 | 1.9742 | 0.57975 |  | 7.2038 | 5.6496 | 4.6712 | 4.2123 | 3.5076 | 2.8609 | 2.2831 | 1.4135 | 0.50324 | -0.17175 | -0.54166 | -2.2384 | -5.5817 | -8.4145 | -10.7392 |  | 14.2038 | 12.6496 | 11.6712 | 11.2123 | 10.5076 | 9.8609 | 9.2831 | 8.4135 | 7.5032 | 6.8282 | 6.4583 | 4.7616 | 1.4183 | -1.4145 | -3.7392 |  | 7.2038 | 5.4986 | 4.5227 | 4.1027 | 3.4378 | 2.8359 | 2.3023 | 1.4452 | 0.25901 | -0.7221 | -1.4134 | -3.6894 | -6.8665 | -9.2639 | -10.3035 |  | 14.2038 | 12.4986 | 11.5227 | 11.1027 | 10.4378 | 9.8359 | 9.3023 | 8.4452 | 7.259 | 6.2779 | 5.5866 | 3.3106 | 0.13349 | -2.2639 | -3.3035 |  | 381359 | 397718 | FREDERICK RD | KEARSLEY
| Rochdale Central | 23.6524 | 22.051 | 21.7749 | 21.3441 | 20.6256 | 19.9671 | 19.7586 | 19.1357 | 18.5663 | 18.0764 | 17.951 | 15.7579 | 9.114 | 3.8099 | -0.22261 |  | 36.6524 | 35.051 | 34.7749 | 34.3441 | 33.6256 | 32.9671 | 32.7586 | 32.1357 | 31.5663 | 31.0764 | 30.951 | 28.7579 | 22.114 | 16.8099 | 12.7774 |  | 23.6524 | 22.551 | 22.6604 | 22.4609 | 22.0211 | 21.6264 | 21.4638 | 20.7789 | 20.085 | 19.7772 | 19.6596 | 18.9645 | 17.9042 | 17.2442 | 16.698 |  | 36.6524 | 35.551 | 35.6604 | 35.4609 | 35.0211 | 34.6264 | 34.4638 | 33.7789 | 33.085 | 32.7772 | 32.6596 | 31.9645 | 30.9042 | 30.2442 | 29.698 |  | 23.6524 | 22.5342 | 22.3483 | 21.9734 | 21.3444 | 20.8187 | 20.7474 | 20.2487 | 19.7446 | 19.2829 | 19.1413 | 18.1767 | 16.7685 | 15.8897 | 15.363 |  | 36.6524 | 35.5342 | 35.3483 | 34.9734 | 34.3444 | 33.8187 | 33.7474 | 33.2487 | 32.7446 | 32.2829 | 32.1413 | 31.1767 | 29.7685 | 28.8897 | 28.363 |  | 23.6524 | 21.7945 | 21.5297 | 21.134 | 20.4462 | 19.8395 | 19.6501 | 19.1765 | 18.6841 | 18.2214 | 18.0314 | 15.9832 | 9.6352 | 4.5636 | 0.97429 |  | 36.6524 | 34.7945 | 34.5297 | 34.134 | 33.4462 | 32.8395 | 32.6501 | 32.1765 | 31.6841 | 31.2214 | 31.0314 | 28.9832 | 22.6352 | 17.5636 | 13.9743 |  | 23.6524 | 21.7246 | 21.5244 | 21.1915 | 20.5632 | 20.028 | 19.8168 | 19.3289 | 17.8016 | 16.2301 | 15.0356 | 11.0024 | 5.101 | 1.5643 | 1.9957 |  | 36.6524 | 34.7246 | 34.5244 | 34.1915 | 33.5632 | 33.028 | 32.8168 | 32.3289 | 30.8016 | 29.2301 | 28.0356 | 24.0024 | 18.101 | 14.5643 | 14.9957 |  | 389111 | 413393 | ROCHDALE CENTRAL | ROCHDALE
| Roman Rd | 6.2951 | 5.4312 | 5.0025 | 4.7004 | 4.3959 | 4.2097 | 4.1598 | 3.9052 | 3.618 | 3.4555 | 3.3294 | 2.2139 | -0.49698 | -3.1209 | -4.8825 |  | 13.2951 | 12.4312 | 12.0025 | 11.7004 | 11.3959 | 11.2097 | 11.1598 | 10.9052 | 10.618 | 10.4555 | 10.3294 | 9.2139 | 6.503 | 3.8791 | 2.1175 |  | 6.2951 | 6.225 | 6.3699 | 6.3553 | 6.3911 | 6.5682 | 6.7456 | 6.6209 | 6.4062 | 6.4197 | 6.2962 | 6.1506 | 5.8985 | 5.7657 | 5.8038 |  | 13.2951 | 13.225 | 13.3699 | 13.3553 | 13.3911 | 13.5682 | 13.7456 | 13.6209 | 13.4062 | 13.4197 | 13.2962 | 13.1506 | 12.8985 | 12.7657 | 12.8038 |  | 6.2951 | 6.1871 | 5.9222 | 5.6449 | 5.3711 | 5.2255 | 5.216 | 5.0045 | 4.7272 | 4.5906 | 4.4274 | 3.8255 | 3.2599 | 2.7835 | 2.7239 |  | 13.2951 | 13.1871 | 12.9222 | 12.6449 | 12.3711 | 12.2255 | 12.216 | 12.0045 | 11.7272 | 11.5906 | 11.4274 | 10.8255 | 10.2599 | 9.7835 | 9.7239 |  | 6.2951 | 5.107 | 4.6136 | 4.3972 | 4.1226 | 3.9336 | 3.9011 | 3.7024 | 3.4025 | 3.1853 | 3.093 | 1.9602 | -0.50801 | -2.8022 | -4.1548 |  | 13.2951 | 12.107 | 11.6136 | 11.3972 | 11.1226 | 10.9336 | 10.9011 | 10.7024 | 10.4025 | 10.1853 | 10.093 | 8.9602 | 6.492 | 4.1978 | 2.8452 |  | 6.2951 | 4.9429 | 4.4346 | 4.2407 | 3.9735 | 3.7997 | 3.7853 | 3.5414 | 2.7973 | 2.1407 | 1.6187 | -0.29699 | -2.7461 | -4.465 | -4.002 |  | 13.2951 | 11.9429 | 11.4346 | 11.2407 | 10.9735 | 10.7997 | 10.7853 | 10.5414 | 9.7973 | 9.1407 | 8.6187 | 6.703 | 4.2539 | 2.535 | 2.998 |  | 369058 | 426505 | LOWER DARWEN | ROCHDALE
| Romiley | 4.3696 | 3.2641 | 2.9329 | 2.5749 | 2.2374 | 1.5762 | 1.2878 | 1.0862 | 0.62967 | -1.4836 | -1.7388 | -5.6629 | -12.2242 | -19.0313 | -22.6784 |  | 7.8696 | 6.7641 | 6.4329 | 6.0749 | 5.7374 | 5.0762 | 4.7878 | 4.5862 | 4.1297 | 2.0164 | 1.7612 | -2.1629 | -8.7242 | -15.5313 | -19.1784 |  | 4.3696 | 3.4056 | 3.3577 | 3.2101 | 3.067 | 2.6494 | 2.4837 | 2.2333 | 1.6901 | 1.4627 | 1.2668 | 0.59194 | -0.28084 | -0.83062 | -1.0018 |  | 7.8696 | 6.9056 | 6.8577 | 6.7101 | 6.567 | 6.1494 | 5.9837 | 5.7333 | 5.1901 | 4.9627 | 4.7668 | 4.0919 | 3.2192 | 2.6694 | 2.4982 |  | 4.3696 | 3.4683 | 3.1938 | 2.8885 | 2.6371 | 2.131 | 2.0094 | 1.9152 | 1.5453 | -0.55038 | -0.80469 | -3.3465 | -4.3361 | -6.1805 | -6.0591 |  | 7.8696 | 6.9683 | 6.6938 | 6.3885 | 6.1371 | 5.631 | 5.5094 | 5.4152 | 5.0453 | 2.9496 | 2.6953 | 0.15352 | -0.83609 | -2.6805 | -2.5591 |  | 4.3696 | 3.2223 | 2.9301 | 2.6098 | 2.3192 | 1.7431 | -0.31473 | -0.2331 | -0.46499 | -2.2792 | -2.3883 | -6.0825 | -12.3682 | -17.1993 | -20.5973 |  | 7.8696 | 6.7223 | 6.4301 | 6.1098 | 5.8192 | 5.2431 | 3.1853 | 3.2669 | 3.035 | 1.2208 | 1.1117 | -2.5825 | -8.8682 | -13.6993 | -17.0973 |  | 4.3696 | 3.2394 | 3.0015 | 2.707 | -2.0238 | -2.3003 | -2.1121 | -2.0387 | -3.2973 | -4.7753 | -6.0728 | -10.4073 | -16.1555 | -19.4761 | -18.4574 |  | 7.8696 | 6.7394 | 6.5015 | 6.207 | 1.4762 | 1.1997 | 1.3879 | 1.4613 | 0.20271 | -1.2753 | -2.5728 | -6.9073 | -12.6555 | -15.9761 | -14.9574 |  | 393626 | 390716 | VERNON PARK | BREDBURY
| Rossall | -0.39098 | -0.3088 | -0.4253 | -0.50885 | -0.6188 | -0.69051 | -0.77346 | -0.85653 | -0.92584 | -1.0019 | -1.0753 | -1.3113 | -2.1381 | -2.7963 | -3.282 |  | 6.109 | 6.1912 | 6.0747 | 5.9911 | 5.8812 | 5.8095 | 5.7265 | 5.6435 | 5.5742 | 5.4981 | 5.4247 | 5.1887 | 4.3619 | 3.7037 | 3.218 |  | -0.39098 | -0.32371 | -0.28751 | -0.23245 | -0.20036 | -0.11781 | -0.081918 | -0.11433 | -0.17679 | -0.20365 | -0.22916 | -0.26815 | -0.28247 | -0.2393 | -0.16448 |  | 6.109 | 6.1763 | 6.2125 | 6.2676 | 6.2996 | 6.3822 | 6.4181 | 6.3857 | 6.3232 | 6.2964 | 6.2708 | 6.2318 | 6.2175 | 6.2607 | 6.3355 |  | -0.39098 | -0.29745 | -0.40884 | -0.49113 | -0.59661 | -0.68093 | -0.76833 | -0.84921 | -0.91817 | -0.9937 | -1.0663 | -1.2289 | -1.4068 | -1.4696 | -1.4526 |  | 6.109 | 6.2026 | 6.0912 | 6.0089 | 5.9034 | 5.8191 | 5.7317 | 5.6508 | 5.5818 | 5.5063 | 5.4337 | 5.2711 | 5.0932 | 5.0304 | 5.0474 |  | -0.39098 | -0.2833 | -0.37549 | -0.44715 | -0.54148 | -0.61303 | -0.68538 | -0.74764 | -0.80393 | -0.87224 | -0.93755 | -1.1069 | -1.688 | -2.2187 | -2.5427 |  | 6.109 | 6.2167 | 6.1245 | 6.0528 | 5.9585 | 5.887 | 5.8146 | 5.7524 | 5.6961 | 5.6278 | 5.5624 | 5.3931 | 4.812 | 4.2813 | 3.9573 |  | -0.39098 | -0.27916 | -0.36788 | -0.43395 | -0.52713 | -0.59701 | -0.669 | -0.73505 | -0.81061 | -0.96425 | -1.1365 | -1.6158 | -2.3051 | -2.6633 | -2.4911 |  | 6.109 | 6.2208 | 6.1321 | 6.0661 | 5.9729 | 5.903 | 5.831 | 5.7649 | 5.6894 | 5.5358 | 5.3635 | 4.8842 | 4.1949 | 3.8367 | 4.0089 |  | 331916 | 445505 | THORNTON | STANAH
| Royton | 11.8837 | 10.8188 | 10.4356 | 10.1646 | 9.806 | 9.5278 | 9.1432 | 8.7441 | 8.4116 | 8.1017 | 7.818 | 5.8416 | 0.18982 | -4.4568 | -7.8619 |  | 16.5207 | 15.4558 | 15.0726 | 14.8016 | 14.443 | 14.1648 | 13.7802 | 13.3811 | 13.0486 | 12.7387 | 12.455 | 10.4786 | 4.8268 | 0.18017 | -3.2249 |  | 11.8837 | 10.9268 | 10.7352 | 10.6154 | 10.4024 | 10.2843 | 10.0025 | 9.5803 | 9.195 | 8.9698 | 8.7435 | 8.0653 | 7.1952 | 6.6442 | 6.2673 |  | 16.5207 | 15.5638 | 15.3722 | 15.2524 | 15.0394 | 14.9213 | 14.6395 | 14.2173 | 13.832 | 13.6068 | 13.3805 | 12.7023 | 11.8322 | 11.2812 | 10.9043 |  | 11.8837 | 10.9796 | 10.65 | 10.4234 | 10.1372 | 9.9729 | 9.7259 | 9.4328 | 9.1591 | 8.8729 | 8.5875 | 7.7447 | 6.6918 | 6.0544 | 5.7684 |  | 16.5207 | 15.6166 | 15.287 | 15.0604 | 14.7742 | 14.6099 | 14.3629 | 14.0698 | 13.7961 | 13.5099 | 13.2245 | 12.3817 | 11.3288 | 10.6914 | 10.4054 |  | 11.8837 | 10.7795 | 10.4197 | 10.1761 | 9.8487 | 9.6267 | 9.3243 | 9.0263 | 8.7745 | 8.5196 | 8.2949 | 6.4282 | 0.95448 | -3.5358 | -6.7719 |  | 16.5207 | 15.4165 | 15.0567 | 14.8131 | 14.4857 | 14.2637 | 13.9613 | 13.6633 | 13.4115 | 13.1566 | 12.9319 | 11.0652 | 5.5915 | 1.1012 | -2.1349 |  | 11.8837 | 10.802 | 10.4959 | 10.2844 | 9.9972 | 9.8279 | 9.5738 | 9.1609 | 7.9919 | 6.7808 | 5.5763 | 2.0299 | -3.042 | -6.175 | -5.821 |  | 16.5207 | 15.439 | 15.1329 | 14.9214 | 14.6342 | 14.4649 | 14.2108 | 13.7979 | 12.6289 | 11.4178 | 10.2133 | 6.6669 | 1.595 | -1.538 | -1.184 |  | 392426 | 407533 | ROYTON | WHITEGATE
| S.E. Macclesfield | 11.4305 | 9.1453 | 8.6087 | 8.021 | 7.5556 | 7.0276 | 6.3876 | 6.0752 | 5.5218 | 5.1377 | 4.5744 | 2.5166 | -2.6325 | -6.313 | -9.1295 |  | 15.5675 | 13.2823 | 12.7457 | 12.158 | 11.6926 | 11.1646 | 10.5246 | 10.2122 | 9.6588 | 9.2747 | 8.7114 | 6.6536 | 1.5045 | -2.176 | -4.9925 |  | 11.4305 | 10.5726 | 10.4956 | 10.1353 | 9.8672 | 9.5643 | 9.0564 | 8.6518 | 7.9852 | 7.7148 | 7.2683 | 6.3679 | 5.113 | 4.4578 | 3.943 |  | 15.5675 | 14.7096 | 14.6326 | 14.2723 | 14.0042 | 13.7013 | 13.1934 | 12.7888 | 12.1222 | 11.8518 | 11.4053 | 10.5049 | 9.25 | 8.5948 | 8.08 |  | 11.4305 | 10.4806 | 10.1461 | 9.6304 | 9.2544 | 8.8675 | 8.4014 | 8.1921 | 7.6963 | 7.3135 | 6.7514 | 5.5774 | 4.1005 | 3.3913 | 3.0687 |  | 15.5675 | 14.6176 | 14.2831 | 13.7674 | 13.3914 | 13.0045 | 12.5384 | 12.3291 | 11.8333 | 11.4505 | 10.8884 | 9.7144 | 8.2375 | 7.5283 | 7.2057 |  | 11.4305 | 8.5213 | 7.9523 | 7.3933 | 6.9684 | 6.5101 | 5.9727 | 5.7932 | 5.343 | 5.0187 | 4.4594 | 2.5295 | -2.3429 | -5.81 | -8.3465 |  | 15.5675 | 12.6583 | 12.0893 | 11.5303 | 11.1054 | 10.6471 | 10.1097 | 9.9302 | 9.48 | 9.1557 | 8.5964 | 6.6665 | 1.7941 | -1.673 | -4.2095 |  | 11.4305 | 8.2383 | 7.6727 | 7.1406 | 6.7512 | 6.3516 | 5.872 | 5.637 | 4.4682 | 3.3678 | 2.0418 | -1.2627 | -5.7657 | -8.0868 | -7.7211 |  | 15.5675 | 12.3753 | 11.8097 | 11.2776 | 10.8882 | 10.4886 | 10.009 | 9.774 | 8.6052 | 7.5048 | 6.1788 | 2.8743 | -1.6287 | -3.9498 | -3.5841 |  | 392001 | 372504 | MACCLESFIELD | MACCLESFIELD
| S.W. Macclesfield | 5.8942 | 3.0591 | 2.3524 | 1.4283 | 0.85867 | 0.14043 | -0.60257 | -1.0508 | -1.8003 | -2.3233 | -3.0914 | -5.9693 | -13.8717 | -19.563 | -23.9025 |  | 10.0312 | 7.1961 | 6.4894 | 5.5653 | 4.9957 | 4.2774 | 3.5344 | 3.0862 | 2.3367 | 1.8137 | 1.0456 | -1.8323 | -9.7347 | -15.426 | -19.7655 |  | 5.8942 | 4.707 | 4.6249 | 4.1057 | 3.819 | 3.4765 | 2.9242 | 2.4405 | 1.6162 | 1.2657 | 0.64624 | -0.47859 | -2.3116 | -3.034 | -3.6038 |  | 10.0312 | 8.844 | 8.7619 | 8.2427 | 7.956 | 7.6135 | 7.0612 | 6.5775 | 5.7532 | 5.4027 | 4.7832 | 3.6584 | 1.8254 | 1.103 | 0.53319 |  | 5.8942 | 4.5986 | 4.1261 | 3.2964 | 2.8347 | 2.3007 | 1.7702 | 1.4608 | 0.79076 | 0.27394 | -0.49112 | -1.9952 | -4.1571 | -4.9682 | -5.3271 |  | 10.0312 | 8.7356 | 8.2631 | 7.4334 | 6.9717 | 6.4377 | 5.9072 | 5.5978 | 4.9278 | 4.4109 | 3.6459 | 2.1418 | -0.02008 | -0.83124 | -1.1901 |  | 5.8942 | 2.3555 | 1.6227 | 0.74113 | 0.22757 | -0.38322 | -0.98748 | -1.221 | -1.8288 | -2.2414 | -2.9222 | -5.5507 | -13.0934 | -18.448 | -22.4564 |  | 10.0312 | 6.4925 | 5.7597 | 4.8781 | 4.3646 | 3.7538 | 3.1495 | 2.916 | 2.3082 | 1.8956 | 1.2148 | -1.4137 | -8.9564 | -14.311 | -18.3194 |  | 5.8942 | 2.0415 | 1.3268 | 0.46861 | 0.0010125 | -0.53364 | -1.0402 | -1.4057 | -3.1553 | -4.7756 | -6.7382 | -11.4859 | -18.5026 | -22.0914 | -21.5345 |  | 10.0312 | 6.1785 | 5.4638 | 4.6056 | 4.138 | 3.6034 | 3.0968 | 2.7313 | 0.98174 | -0.63864 | -2.6012 | -7.3489 | -14.3656 | -17.9544 | -17.3975 |  | 390968 | 373004 | MACCLESFIELD | MACCLESFIELD
| Sale | 10.9163 | 9.4443 | 9.216 | 8.9216 | 8.2831 | 7.8705 | 7.8115 | 7.0483 | 6.7684 | 6.501 | 6.365 | 4.8516 | 0.5631 | -2.9449 | -5.4853 |  | 15.5563 | 14.0843 | 13.856 | 13.5616 | 12.9231 | 12.5105 | 12.4515 | 11.6883 | 11.4084 | 11.141 | 11.005 | 9.4916 | 5.2031 | 1.6951 | -0.84531 |  | 10.9163 | 10.2955 | 10.446 | 10.3726 | 9.9713 | 9.7829 | 9.7945 | 9.0378 | 8.6436 | 8.4764 | 8.3763 | 7.8324 | 7.0761 | 6.5916 | 6.2386 |  | 15.5563 | 14.9355 | 15.086 | 15.0126 | 14.6113 | 14.4229 | 14.4345 | 13.6778 | 13.2836 | 13.1164 | 13.0163 | 12.4724 | 11.7161 | 11.2316 | 10.8786 |  | 10.9163 | 10.1958 | 10.0738 | 9.8248 | 9.2819 | 8.9829 | 9.0253 | 8.4014 | 8.1946 | 7.9717 | 7.8441 | 7.1736 | 6.258 | 5.5804 | 5.3035 |  | 15.5563 | 14.8358 | 14.7138 | 14.4648 | 13.9219 | 13.6229 | 13.6653 | 13.0414 | 12.8346 | 12.6117 | 12.4841 | 11.8136 | 10.898 | 10.2204 | 9.9435 |  | 10.9163 | 9.0542 | 8.8283 | 8.5714 | 7.969 | 7.6271 | 7.6744 | 7.032 | 6.8507 | 6.646 | 6.5766 | 5.228 | 1.2715 | -1.99 | -4.1878 |  | 15.5563 | 13.6942 | 13.4683 | 13.2114 | 12.609 | 12.2671 | 12.3144 | 11.672 | 11.4907 | 11.286 | 11.2166 | 9.868 | 5.9115 | 2.65 | 0.45217 |  | 10.9163 | 8.8836 | 8.6841 | 8.4712 | 7.914 | 7.6272 | 7.7276 | 7.0634 | 6.2196 | 5.3072 | 4.5242 | 1.8969 | -1.7975 | -4.1716 | -3.7249 |  | 15.5563 | 13.5236 | 13.3241 | 13.1112 | 12.554 | 12.2672 | 12.3676 | 11.7034 | 10.8596 | 9.9472 | 9.1642 | 6.5369 | 2.8425 | 0.46836 | 0.9151 |  | 378952 | 392177 | SALE | CARRINGTON
| Sale Moor | 2.6629 | 2.1101 | 1.9288 | 1.8724 | 1.6197 | 1.3807 | 1.2047 | 0.91021 | 0.68876 | 0.51233 | 0.34562 | -0.8623 | -4.5457 | -7.5645 | -9.8087 |  | 2.6629 | 2.1101 | 1.9288 | 1.8724 | 1.6197 | 1.3807 | 1.2047 | 0.91021 | 0.68876 | 0.51233 | 0.34562 | -0.8623 | -4.5457 | -7.5645 | -9.8087 |  | 2.6629 | 2.1812 | 2.1488 | 2.2164 | 2.0968 | 1.9341 | 1.8599 | 1.6064 | 1.3715 | 1.2661 | 1.1904 | 0.8649 | 0.45609 | 0.27703 | 0.1847 |  | 2.6629 | 2.1812 | 2.1488 | 2.2164 | 2.0968 | 1.9341 | 1.8599 | 1.6064 | 1.3715 | 1.2661 | 1.1904 | 0.8649 | 0.45609 | 0.27703 | 0.1847 |  | 2.6629 | 2.2088 | 2.0598 | 2.0423 | 1.8552 | 1.7156 | 1.6397 | 1.419 | 1.2584 | 1.1132 | 0.95694 | 0.50494 | -0.055679 | -0.29931 | -0.33861 |  | 2.6629 | 2.2088 | 2.0598 | 2.0423 | 1.8552 | 1.7156 | 1.6397 | 1.419 | 1.2584 | 1.1132 | 0.95694 | 0.50494 | -0.055679 | -0.29931 | -0.33861 |  | 2.6629 | 2.0938 | 1.9303 | 1.8953 | 1.6673 | 1.4688 | 1.3456 | 1.1132 | 0.94503 | 0.79872 | 0.66819 | -0.46055 | -3.8892 | -6.7539 | -8.8867 |  | 2.6629 | 2.0938 | 1.9303 | 1.8953 | 1.6673 | 1.4688 | 1.3456 | 1.1132 | 0.94503 | 0.79872 | 0.66819 | -0.46055 | -3.8892 | -6.7539 | -8.8867 |  | 2.6629 | 2.1095 | 1.9864 | 1.9671 | 1.7647 | 1.6151 | 1.4965 | 1.1979 | 0.43149 | -0.33822 | -1.1086 | -3.3884 | -6.7525 | -8.7167 | -8.316 |  | 2.6629 | 2.1095 | 1.9864 | 1.9671 | 1.7647 | 1.6151 | 1.4965 | 1.1979 | 0.43149 | -0.33822 | -1.1086 | -3.3884 | -6.7525 | -8.7167 | -8.316 |  | 379671 | 391133 | SALE | CARRINGTON
| Salford Quays | 11.0116 | 9.418 | 9.0993 | 8.6953 | 8.1382 | 7.8121 | 7.3146 | 6.8093 | 6.166 | 5.6394 | 5.4814 | 4.5769 | 2.8016 | 1.2023 | -0.051169 |  | 18.0116 | 16.418 | 16.0993 | 15.6953 | 15.1382 | 14.8121 | 14.3146 | 13.8093 | 13.166 | 12.6394 | 12.4814 | 11.5769 | 9.8016 | 8.2023 | 6.9488 |  | 11.0116 | 10.3861 | 10.4264 | 10.2281 | 9.9115 | 9.8216 | 9.5031 | 9.0826 | 8.482 | 8.0395 | 7.9586 | 7.5322 | 7.0934 | 6.6179 | 6.176 |  | 18.0116 | 17.3861 | 17.4264 | 17.2281 | 16.9115 | 16.8216 | 16.5031 | 16.0826 | 15.482 | 15.0395 | 14.9586 | 14.5322 | 14.0934 | 13.6179 | 13.176 |  | 11.0116 | 10.1426 | 9.9254 | 9.5275 | 8.9895 | 8.6716 | 8.1923 | 7.697 | 7.0593 | 6.5286 | 6.3641 | 5.6867 | 4.9265 | 4.3018 | 3.8544 |  | 18.0116 | 17.1426 | 16.9254 | 16.5275 | 15.9895 | 15.6716 | 15.1923 | 14.697 | 14.0593 | 13.5286 | 13.3641 | 12.6867 | 11.9265 | 11.3018 | 10.8544 |  | 11.0116 | 8.9258 | 8.5647 | 8.1825 | 7.6367 | 7.333 | 6.855 | 6.3762 | 5.751 | 5.2425 | 5.1043 | 4.2675 | 2.6678 | 1.28 | 0.29734 |  | 18.0116 | 15.9258 | 15.5647 | 15.1825 | 14.6367 | 14.333 | 13.855 | 13.3762 | 12.751 | 12.2425 | 12.1043 | 11.2675 | 9.6678 | 8.28 | 7.2973 |  | 11.0116 | 8.6804 | 8.2992 | 7.9336 | 7.4 | 7.1132 | 6.6492 | 6.1674 | 5.3415 | 4.6228 | 4.274 | 3.0365 | 1.4858 | 0.35205 | 0.17659 |  | 18.0116 | 15.6804 | 15.2992 | 14.9336 | 14.4 | 14.1132 | 13.6492 | 13.1674 | 12.3415 | 11.6228 | 11.274 | 10.0365 | 8.4858 | 7.352 | 7.1766 |  | 380334 | 397555 | FREDERICK RD | KEARSLEY
| Samlesbury Enterprise Zone | 22 | 22 | 22 | 22 | 22 | 22 | 22 | 22 | 22 | 22 | 22 | 22 | 22 | 22 | 22 |  | 26.5 | 26.5 | 26.5 | 26.5 | 26.5 | 26.5 | 26.5 | 26.5 | 26.5 | 26.5 | 26.5 | 26.5 | 26.5 | 26.5 | 26.5 |  | 22 | 22 | 22 | 22 | 22 | 22 | 22 | 22 | 22 | 22 | 22 | 22 | 22 | 22 | 22 |  | 26.5 | 26.5 | 26.5 | 26.5 | 26.5 | 26.5 | 26.5 | 26.5 | 26.5 | 26.5 | 26.5 | 26.5 | 26.5 | 26.5 | 26.5 |  | 22 | 22 | 22 | 22 | 22 | 22 | 22 | 22 | 22 | 22 | 22 | 22 | 22 | 22 | 22 |  | 26.5 | 26.5 | 26.5 | 26.5 | 26.5 | 26.5 | 26.5 | 26.5 | 26.5 | 26.5 | 26.5 | 26.5 | 26.5 | 26.5 | 26.5 |  | 22 | 22 | 22 | 22 | 22 | 22 | 22 | 22 | 22 | 22 | 22 | 22 | 22 | 22 | 22 |  | 26.5 | 26.5 | 26.5 | 26.5 | 26.5 | 26.5 | 26.5 | 26.5 | 26.5 | 26.5 | 26.5 | 26.5 | 26.5 | 26.5 | 26.5 |  | 22 | 22 | 22 | 22 | 22 | 22 | 22 | 22 | 22 | 22 | 22 | 22 | 22 | 22 | 22 |  | 26.5 | 26.5 | 26.5 | 26.5 | 26.5 | 26.5 | 26.5 | 26.5 | 26.5 | 26.5 | 26.5 | 26.5 | 26.5 | 26.5 | 26.5 |  | 362105 | 431439 | BLACKBURN | PENWORTHAM
| Sandgate | 10.2875 | 8.7858 | 8.3408 | 8.1509 | 7.7582 | 7.3376 | 7.0586 | 6.779 | 6.4146 | 6.1205 | 5.9188 | 3.6985 | -2.9707 | -8.4313 | -11.9627 |  | 14.7875 | 13.2858 | 12.8408 | 12.6509 | 12.2582 | 11.8376 | 11.5586 | 11.279 | 10.9146 | 10.6205 | 10.4188 | 8.1985 | 1.5293 | -3.9313 | -7.4627 |  | 10.2875 | 9.1995 | 9.0458 | 9.003 | 8.7512 | 8.4875 | 8.276 | 7.9228 | 7.4419 | 7.2487 | 7.1135 | 6.5674 | 5.9046 | 5.5335 | 5.4037 |  | 14.7875 | 13.6995 | 13.5458 | 13.503 | 13.2512 | 12.9875 | 12.776 | 12.4228 | 11.9419 | 11.7487 | 11.6135 | 11.0674 | 10.4046 | 10.0335 | 9.9037 |  | 10.2875 | 9.2503 | 8.9375 | 8.7951 | 8.4808 | 8.1795 | 8.0313 | 7.8482 | 7.5387 | 7.2635 | 7.0509 | 6.2896 | 5.3722 | 4.8663 | 4.8052 |  | 14.7875 | 13.7503 | 13.4375 | 13.2951 | 12.9808 | 12.6795 | 12.5313 | 12.3482 | 12.0387 | 11.7635 | 11.5509 | 10.7896 | 9.8722 | 9.3663 | 9.3052 |  | 10.2875 | 8.6083 | 8.155 | 7.9918 | 7.629 | 7.2605 | 7.058 | 6.8717 | 6.5804 | 6.3384 | 6.1913 | 4.0659 | -2.4247 | -7.7075 | -11.0384 |  | 14.7875 | 13.1083 | 12.655 | 12.4918 | 12.129 | 11.7605 | 11.558 | 11.3717 | 11.0804 | 10.8384 | 10.6913 | 8.5659 | 2.0753 | -3.2075 | -6.5384 |  | 10.2875 | 8.5785 | 8.182 | 8.081 | 7.783 | 7.491 | 7.3565 | 7.0112 | 5.5272 | 4.0411 | 2.6445 | -1.6011 | -7.5757 | -11.1274 | -10.0773 |  | 14.7875 | 13.0785 | 12.682 | 12.581 | 12.283 | 11.991 | 11.8565 | 11.5112 | 10.0272 | 8.5411 | 7.1445 | 2.8989 | -3.0757 | -6.6274 | -5.5773 |  | 321492 | 468870 | BARROW & SANDGATE | HARKER
| Scarisbrick | 2.2504 | 2.1262 | 2.035 | 1.8961 | 1.765 | 1.6168 | 1.4819 | 1.346 | 1.2088 | 1.0796 | 0.95627 | 0.4263 | -0.69082 | -1.3948 | -1.9993 |  | 3.7504 | 3.6262 | 3.535 | 3.3961 | 3.265 | 3.1168 | 2.9819 | 2.846 | 2.7088 | 2.5796 | 2.4563 | 1.9263 | 0.80918 | 0.10522 | -0.49933 |  | 2.2504 | 2.1599 | 2.1909 | 2.163 | 2.1512 | 2.1378 | 2.0872 | 1.964 | 1.8233 | 1.7282 | 1.6412 | 1.3814 | 1.0411 | 0.83559 | 0.72786 |  | 3.7504 | 3.6599 | 3.6909 | 3.663 | 3.6512 | 3.6378 | 3.5872 | 3.464 | 3.3233 | 3.2282 | 3.1412 | 2.8814 | 2.5411 | 2.3356 | 2.2279 |  | 2.2504 | 2.1676 | 2.0942 | 1.9789 | 1.8794 | 1.7768 | 1.6931 | 1.5996 | 1.4759 | 1.356 | 1.2425 | 0.90528 | 0.49717 | 0.30082 | 0.31385 |  | 3.7504 | 3.6676 | 3.5942 | 3.4789 | 3.3794 | 3.2768 | 3.1931 | 3.0996 | 2.9759 | 2.856 | 2.7425 | 2.4053 | 1.9972 | 1.8008 | 1.8139 |  | 2.2504 | 2.1221 | 2.0351 | 1.8968 | 1.7638 | 1.6167 | 1.486 | 1.3585 | 1.2195 | 1.0948 | 0.9884 | 0.52788 | -0.41116 | -1.0078 | -1.5067 |  | 3.7504 | 3.6221 | 3.5351 | 3.3968 | 3.2638 | 3.1167 | 2.986 | 2.8585 | 2.7195 | 2.5948 | 2.4884 | 2.0279 | 1.0888 | 0.49222 | -0.006676 |  | 2.2504 | 2.1248 | 2.04 | 1.9031 | 1.7746 | 1.6402 | 1.5245 | 1.4101 | 1.1792 | 0.9437 | 0.71204 | 0.0049854 | -0.83642 | -1.2574 | -1.1445 |  | 3.7504 | 3.6248 | 3.54 | 3.4031 | 3.2746 | 3.1402 | 3.0245 | 2.9101 | 2.6792 | 2.4437 | 2.212 | 1.505 | 0.66358 | 0.24262 | 0.35545 |  | 338069 | 412086 | SKELMERSDALE | WASHWAY FARM
| Sebergham | 0.15962 | 0.13615 | 0.067663 | -0.1067 | -0.20847 | -0.32978 | -0.40244 | -0.53339 | -0.64241 | -0.67227 | -0.77533 | -1.0202 | -1.5265 | -1.911 | -2.15 |  | 1.1596 | 1.1362 | 1.0677 | 0.8933 | 0.79153 | 0.67022 | 0.59756 | 0.46661 | 0.35759 | 0.32773 | 0.22467 | -0.020236 | -0.52646 | -0.91099 | -1.15 |  | 0.15962 | 0.15628 | 0.19628 | 0.14366 | 0.14247 | 0.097219 | 0.023383 | -0.074631 | -0.29917 | -0.30684 | -0.31946 | -0.36311 | -0.37558 | -0.35975 | -0.26135 |  | 1.1596 | 1.1563 | 1.1963 | 1.1437 | 1.1425 | 1.0972 | 1.0234 | 0.92537 | 0.70083 | 0.69316 | 0.68054 | 0.63689 | 0.62442 | 0.64025 | 0.73865 |  | 0.15962 | 0.17943 | 0.12393 | -0.038109 | -0.12586 | -0.22759 | -0.28099 | -0.39508 | -0.50396 | -0.53682 | -0.64173 | -0.83292 | -1.0812 | -1.1647 | -1.1428 |  | 1.1596 | 1.1794 | 1.1239 | 0.96189 | 0.87414 | 0.77241 | 0.71901 | 0.60492 | 0.49604 | 0.46318 | 0.35827 | 0.16708 | -0.081204 | -0.16465 | -0.14279 |  | 0.15962 | 0.13123 | 0.070681 | -0.096108 | -0.19245 | -0.30528 | -0.36667 | -0.48229 | -0.58477 | -0.61254 | -0.71126 | -0.94093 | -1.3949 | -1.7094 | -1.8451 |  | 1.1596 | 1.1312 | 1.0707 | 0.90389 | 0.80755 | 0.69472 | 0.63333 | 0.51771 | 0.41523 | 0.38746 | 0.28874 | 0.059069 | -0.39489 | -0.7094 | -0.8451 |  | 0.15962 | 0.13387 | 0.081973 | -0.078281 | -0.16728 | -0.26856 | -0.31906 | -0.4255 | -0.57457 | -0.66135 | -0.82026 | -1.1712 | -1.6676 | -1.8803 | -1.7332 |  | 1.1596 | 1.1339 | 1.082 | 0.92172 | 0.83272 | 0.73144 | 0.68094 | 0.5745 | 0.42543 | 0.33865 | 0.17974 | -0.17119 | -0.66755 | -0.88029 | -0.73316 |  | 335344 | 542653 | CARLISLE | HARKER
| Sedbergh | 3.5384 | 2.9574 | 2.6487 | 2.5502 | 2.3183 | 2.0662 | 1.8777 | 1.6218 | 1.3955 | 1.161 | 0.98828 | 0.073336 | -1.9519 | -3.6963 | -5.5419 |  | 13.4176 | 12.8366 | 12.5279 | 12.4294 | 12.1975 | 11.9454 | 11.7569 | 11.501 | 11.2747 | 11.0402 | 10.8675 | 9.9525 | 7.9273 | 6.1829 | 4.3373 |  | 3.5384 | 3.3026 | 3.2032 | 3.2096 | 3.0829 | 2.9514 | 2.7511 | 2.4978 | 2.2206 | 2.0621 | 1.9205 | 1.4735 | 0.77199 | 0.11315 | -0.62129 |  | 13.4176 | 13.1818 | 13.0824 | 13.0888 | 12.9621 | 12.8306 | 12.6303 | 12.377 | 12.0998 | 11.9413 | 11.7997 | 11.3527 | 10.6512 | 9.9924 | 9.2579 |  | 3.5384 | 3.2789 | 3.0549 | 2.991 | 2.8177 | 2.6502 | 2.5476 | 2.3727 | 2.1638 | 1.934 | 1.7526 | 1.1169 | 0.24827 | -0.70561 | -1.4754 |  | 13.4176 | 13.1581 | 12.9341 | 12.8702 | 12.6969 | 12.5294 | 12.4268 | 12.2519 | 12.043 | 11.8132 | 11.6318 | 10.9961 | 10.1275 | 9.1736 | 8.4038 |  | 3.5384 | 2.8165 | 2.4944 | 2.4089 | 2.1819 | 1.9323 | 1.757 | 1.5225 | 1.2592 | 0.95854 | 0.64115 | -1.0244 | -4.1611 | -6.3067 | -7.4523 |  | 13.4176 | 12.6957 | 12.3736 | 12.2881 | 12.0611 | 11.8115 | 11.6362 | 11.4017 | 11.1384 | 10.8377 | 10.5203 | 8.8548 | 5.7181 | 3.5725 | 2.4269 |  | 3.5384 | 2.7548 | 2.4251 | 2.3313 | 2.0813 | 1.8223 | 1.6302 | 1.2674 | 0.65855 | -0.030665 | -0.61883 | -2.7132 | -5.6282 | -7.117 | -7.2925 |  | 13.4176 | 12.634 | 12.3043 | 12.2105 | 11.9605 | 11.7015 | 11.5094 | 11.1466 | 10.5377 | 9.8485 | 9.2604 | 7.166 | 4.251 | 2.7622 | 2.5867 |  | 365151 | 491747 | KENDAL (PARKSIDE RD) | HUTTON
| Selsmire | 1.7413 | 1.531 | 1.3949 | 1.323 | 1.2054 | 1.0859 | 1.0724 | 0.94172 | 0.81764 | 0.67094 | 0.52094 | -0.78626 | -4.3766 | -7.6632 | -11.587 |  | 1.7413 | 1.531 | 1.3949 | 1.323 | 1.2054 | 1.0859 | 1.0724 | 0.94172 | 0.81764 | 0.67094 | 0.52094 | -0.78626 | -4.3766 | -7.6632 | -11.587 |  | 1.7413 | 1.6459 | 1.6159 | 1.6216 | 1.5802 | 1.5554 | 1.5977 | 1.5299 | 1.4401 | 1.3538 | 1.1636 | 0.28557 | -1.5025 | -3.8278 | -6.0884 |  | 1.7413 | 1.6459 | 1.6159 | 1.6216 | 1.5802 | 1.5554 | 1.5977 | 1.5299 | 1.4401 | 1.3538 | 1.1636 | 0.28557 | -1.5025 | -3.8278 | -6.0884 |  | 1.7413 | 1.5522 | 1.4327 | 1.3877 | 1.2968 | 1.2233 | 1.2521 | 1.1734 | 1.0499 | 0.91331 | 0.70962 | -0.26732 | -2.1102 | -4.4482 | -6.6509 |  | 1.7413 | 1.5522 | 1.4327 | 1.3877 | 1.2968 | 1.2233 | 1.2521 | 1.1734 | 1.0499 | 0.91331 | 0.70962 | -0.26732 | -2.1102 | -4.4482 | -6.6509 |  | 1.7413 | 1.4533 | 1.3072 | 1.24 | 1.1069 | 0.92517 | 0.7628 | 0.38268 | -0.045146 | -0.70153 | -1.506 | -4.8531 | -10.9439 | -15.2849 | -17.3018 |  | 1.7413 | 1.4533 | 1.3072 | 1.24 | 1.1069 | 0.92517 | 0.7628 | 0.38268 | -0.045146 | -0.70153 | -1.506 | -4.8531 | -10.9439 | -15.2849 | -17.3018 |  | 1.7413 | 1.4057 | 1.2409 | 1.1327 | 0.90607 | 0.43052 | -0.15813 | -0.90705 | -1.7877 | -2.8511 | -3.9784 | -7.8035 | -13.672 | -16.6626 | -17.4682 |  | 1.7413 | 1.4057 | 1.2409 | 1.1327 | 0.90607 | 0.43052 | -0.15813 | -0.90705 | -1.7877 | -2.8511 | -3.9784 | -7.8035 | -13.672 | -16.6626 | -17.4682 |  | 361018 | 507505 | PENRITH & SHAP | HUTTON
| Settle | 0.57705 | -0.38266 | -0.61142 | -0.73791 | -0.86427 | -0.98846 | -1.1141 | -1.2542 | -1.4159 | -1.5504 | -1.6684 | -2.2311 | -3.6199 | -4.639 | -5.5325 |  | 8.0771 | 7.1173 | 6.8886 | 6.7621 | 6.6357 | 6.5115 | 6.3859 | 6.2458 | 6.0841 | 5.9496 | 5.8316 | 5.2689 | 3.8801 | 2.861 | 1.9675 |  | 0.57705 | 0.32836 | 0.3316 | 0.28787 | 0.24833 | 0.2218 | 0.1616 | 0.062509 | -0.06858 | -0.10056 | -0.125 | -0.22519 | -0.4058 | -0.5167 | -0.73796 |  | 8.0771 | 7.8284 | 7.8316 | 7.7879 | 7.7483 | 7.7218 | 7.6616 | 7.5625 | 7.4314 | 7.3994 | 7.375 | 7.2748 | 7.0942 | 6.9833 | 6.762 |  | 0.57705 | 0.27716 | 0.18454 | 0.07626 | -0.023779 | -0.11131 | -0.19677 | -0.28364 | -0.39859 | -0.49657 | -0.58433 | -0.92944 | -1.3802 | -1.6387 | -1.6958 |  | 8.0771 | 7.7772 | 7.6845 | 7.5763 | 7.4762 | 7.3887 | 7.3032 | 7.2164 | 7.1014 | 7.0034 | 6.9157 | 6.5706 | 6.1198 | 5.8613 | 5.8042 |  | 0.57705 | -0.70103 | -0.98466 | -1.1041 | -1.2253 | -1.344 | -1.4633 | -1.5783 | -1.7377 | -1.8714 | -1.9884 | -2.5426 | -3.8868 | -4.8193 | -5.5916 |  | 8.0771 | 6.799 | 6.5153 | 6.3959 | 6.2747 | 6.156 | 6.0367 | 5.9217 | 5.7623 | 5.6286 | 5.5116 | 4.9574 | 3.6132 | 2.6807 | 1.9084 |  | 0.57705 | -0.8468 | -1.1461 | -1.2526 | -1.3585 | -1.4557 | -1.5521 | -1.6945 | -2.03 | -2.3625 | -2.6912 | -3.6073 | -4.8666 | -5.5445 | -5.4144 |  | 8.0771 | 6.6532 | 6.3539 | 6.2474 | 6.1415 | 6.0443 | 5.9479 | 5.8055 | 5.47 | 5.1375 | 4.8088 | 3.8927 | 2.6334 | 1.9555 | 2.0856 |  | 381588 | 463721 | PADIHAM | PADIHAM
| Shannon St South | 6.7862 | 4.8076 | 4.1639 | 3.919 | 3.4676 | 3.0815 | 2.67 | 2.2144 | 1.7606 | 1.4576 | 1.1606 | -1.0891 | -8.2096 | -13.8073 | -17.7187 |  | 12.2862 | 10.3076 | 9.6639 | 9.419 | 8.9676 | 8.5815 | 8.17 | 7.7144 | 7.2606 | 6.9576 | 6.6606 | 4.4109 | -2.7096 | -8.3073 | -12.2187 |  | 6.7862 | 5.3632 | 5.0429 | 4.9577 | 4.6489 | 4.4134 | 4.0631 | 3.507 | 2.8774 | 2.7296 | 2.5448 | 2.0212 | 1.2331 | 0.86067 | 0.65796 |  | 12.2862 | 10.8632 | 10.5429 | 10.4577 | 10.1489 | 9.9134 | 9.5631 | 9.007 | 8.3774 | 8.2296 | 8.0448 | 7.5212 | 6.7331 | 6.3607 | 6.158 |  | 6.7862 | 4.9321 | 4.3532 | 4.1962 | 3.8675 | 3.6546 | 3.4443 | 3.156 | 2.817 | 2.5798 | 2.3091 | 1.5544 | 0.50992 | 0.0056599 | -0.097378 |  | 12.2862 | 10.4321 | 9.8532 | 9.6962 | 9.3675 | 9.1546 | 8.9443 | 8.656 | 8.317 | 8.0798 | 7.8091 | 7.0544 | 6.0099 | 5.5057 | 5.4026 |  | 6.7862 | 4.3702 | 3.6734 | 3.4645 | 3.0489 | 2.7224 | 2.4012 | 2.0467 | 1.6734 | 1.4275 | 1.1891 | -0.95816 | -7.9101 | -13.3484 | -17.0536 |  | 12.2862 | 9.8702 | 9.1734 | 8.9645 | 8.5489 | 8.2224 | 7.9012 | 7.5467 | 7.1734 | 6.9275 | 6.6891 | 4.5418 | -2.4101 | -7.8484 | -11.5536 |  | 6.7862 | 4.221 | 3.57 | 3.4287 | 3.0847 | 2.8431 | 2.5979 | 2.173 | 0.59314 | -0.92827 | -2.466 | -6.8603 | -13.3331 | -17.1348 | -16.2692 |  | 12.2862 | 9.721 | 9.07 | 8.9287 | 8.5847 | 8.3431 | 8.0979 | 7.673 | 6.0931 | 4.5717 | 3.034 | -1.3603 | -7.8331 | -11.6348 | -10.7692 |  | 330806 | 435291 | BLACKPOOL | PENWORTHAM
| Shap | 3.7037 | 3.7509 | 3.6333 | 3.535 | 3.4448 | 3.3215 | 3.2148 | 3.1313 | 3.0189 | 2.9278 | 2.8507 | 0.49571 | -2.3308 | -2.8325 | -3.2651 |  | 6.5037 | 6.5509 | 6.4333 | 6.335 | 6.2448 | 6.1215 | 6.0148 | 5.9313 | 5.8189 | 5.7278 | 5.6507 | 3.2957 | 0.46922 | -0.032538 | -0.46512 |  | 3.7037 | 3.7503 | 3.7838 | 3.8251 | 3.9045 | 3.9598 | 3.9926 | 3.9994 | 3.988 | 3.9592 | 3.9574 | 3.9365 | 3.8804 | 3.8281 | 3.7815 |  | 6.5037 | 6.5503 | 6.5838 | 6.6251 | 6.7045 | 6.7598 | 6.7926 | 6.7994 | 6.788 | 6.7592 | 6.7574 | 6.7365 | 6.6804 | 6.6281 | 6.5815 |  | 3.7037 | 3.767 | 3.6592 | 3.5755 | 3.5267 | 3.4384 | 3.3698 | 3.3152 | 3.2576 | 3.1583 | 3.092 | 0.8526 | -1.5008 | -1.6832 | -1.7299 |  | 6.5037 | 6.567 | 6.4592 | 6.3755 | 6.3267 | 6.2384 | 6.1698 | 6.1152 | 6.0576 | 5.9583 | 5.892 | 3.6526 | 1.2992 | 1.1168 | 1.0701 |  | 3.7037 | 3.7601 | 3.6541 | 3.566 | 3.4863 | 3.3693 | 3.2673 | 3.1882 | 3.0739 | 2.9811 | 2.9007 | 2.5389 | -0.81661 | -1.2461 | -1.4672 |  | 6.5037 | 6.5601 | 6.4541 | 6.366 | 6.2863 | 6.1693 | 6.0673 | 5.9882 | 5.8739 | 5.7811 | 5.7007 | 5.3389 | 1.9834 | 1.5539 | 1.3328 |  | 3.7037 | 3.7631 | 3.6587 | 3.5677 | 3.4675 | 2.0614 | 2.0177 | 1.9979 | 1.848 | 1.7176 | 1.5992 | -0.18762 | -0.99861 | -1.267 | -1.0897 |  | 6.5037 | 6.5631 | 6.4587 | 6.3677 | 6.2675 | 4.8614 | 4.8177 | 4.7979 | 4.648 | 4.5176 | 4.3992 | 2.6124 | 1.8014 | 1.533 | 1.7103 |  | 356910 | 513357 | PENRITH & SHAP | HUTTON
| Shaw | 11.5222 | 10.5247 | 10.1344 | 9.8222 | 9.4921 | 9.2697 | 8.926 | 8.5614 | 8.2827 | 7.9881 | 7.6741 | 5.6268 | -0.33733 | -5.2996 | -8.8382 |  | 16.1592 | 15.1617 | 14.7714 | 14.4592 | 14.1291 | 13.9067 | 13.563 | 13.1984 | 12.9197 | 12.6251 | 12.3111 | 10.2638 | 4.2997 | -0.66257 | -4.2012 |  | 11.5222 | 10.773 | 10.6435 | 10.5109 | 10.3464 | 10.3098 | 10.0774 | 9.6758 | 9.31 | 9.0882 | 8.8671 | 8.1812 | 7.3444 | 6.8363 | 6.5668 |  | 16.1592 | 15.41 | 15.2805 | 15.1479 | 14.9834 | 14.9468 | 14.7144 | 14.3128 | 13.947 | 13.7252 | 13.5041 | 12.8182 | 11.9814 | 11.4733 | 11.2038 |  | 11.5222 | 10.8065 | 10.4733 | 10.1967 | 9.9232 | 9.7921 | 9.5618 | 9.2858 | 9.0309 | 8.7109 | 8.3908 | 7.49 | 6.3766 | 5.7106 | 5.4596 |  | 16.1592 | 15.4435 | 15.1103 | 14.8337 | 14.5602 | 14.4291 | 14.1988 | 13.9228 | 13.6679 | 13.3479 | 13.0278 | 12.127 | 11.0136 | 10.3476 | 10.0966 |  | 11.5222 | 10.4325 | 10.07 | 9.7931 | 9.5047 | 9.3541 | 9.1103 | 8.8696 | 8.6225 | 8.302 | 7.9652 | 5.8567 | 0.3703 | -4.3506 | -7.5546 |  | 16.1592 | 15.0695 | 14.707 | 14.4301 | 14.1417 | 13.9911 | 13.7473 | 13.5066 | 13.2595 | 12.939 | 12.6022 | 10.4937 | 5.0073 | 0.28641 | -2.9176 |  | 11.5222 | 10.4134 | 10.0897 | 9.8342 | 9.5658 | 9.4381 | 9.2193 | 8.7849 | 7.5882 | 6.2861 | 4.992 | 1.197 | -4.2205 | -7.4598 | -6.8318 |  | 16.1592 | 15.0504 | 14.7267 | 14.4712 | 14.2028 | 14.0751 | 13.8563 | 13.4219 | 12.2252 | 10.9231 | 9.629 | 5.834 | 0.41646 | -2.8228 | -2.1948 |  | 394298 | 409450 | ROYTON | WHITEGATE
| Siddick | 14.8874 | 15.1662 | 15.0603 | 14.8476 | 14.7004 | 14.6003 | 15.0031 | 14.9268 | 14.8826 | 14.2602 | 14.1937 | 14.1958 | 14.2063 | 13.7435 | 13.6438 |  | 21.3874 | 21.6662 | 21.5603 | 21.3476 | 21.2004 | 21.1003 | 21.5031 | 21.4268 | 21.3826 | 20.7602 | 20.6937 | 20.6958 | 20.7063 | 20.2435 | 20.1438 |  | 14.8874 | 15.1357 | 15.3236 | 15.3803 | 15.5169 | 15.7266 | 16.2792 | 16.3276 | 16.331 | 15.8792 | 15.8936 | 16.1104 | 16.5028 | 16.4653 | 16.6682 |  | 21.3874 | 21.6357 | 21.8236 | 21.8803 | 22.0169 | 22.2266 | 22.7792 | 22.8276 | 22.831 | 22.3792 | 22.3936 | 22.6104 | 23.0028 | 22.9653 | 23.1682 |  | 14.8874 | 15.1713 | 15.0667 | 14.8562 | 14.7102 | 14.6119 | 15.0161 | 14.9427 | 14.8983 | 14.2766 | 14.2102 | 14.2462 | 14.4241 | 14.1204 | 14.1698 |  | 21.3874 | 21.6713 | 21.5667 | 21.3562 | 21.2102 | 21.1119 | 21.5161 | 21.4427 | 21.3983 | 20.7766 | 20.7102 | 20.7462 | 20.9241 | 20.6204 | 20.6698 |  | 14.8874 | 15.1926 | 15.1133 | 14.9259 | 14.8023 | 14.726 | 15.1452 | 15.094 | 15.0683 | 14.4754 | 14.4273 | 14.4761 | 14.5696 | 14.3203 | 14.424 |  | 21.3874 | 21.6926 | 21.6133 | 21.4259 | 21.3023 | 21.226 | 21.6452 | 21.594 | 21.5683 | 20.9754 | 20.9273 | 20.9761 | 21.0696 | 20.8203 | 20.924 |  | 14.8874 | 15.1955 | 15.1188 | 14.9332 | 14.8088 | 14.732 | 15.1495 | 15.0959 | 15.0381 | 14.4048 | 14.3198 | 14.3032 | 14.4138 | 14.2116 | 14.441 |  | 21.3874 | 21.6955 | 21.6188 | 21.4332 | 21.3088 | 21.232 | 21.6495 | 21.5959 | 21.5381 | 20.9048 | 20.8198 | 20.8032 | 20.9138 | 20.7116 | 20.941 |  | 300289 | 530805 | STAINBURN & SIDDICK | HARKER
| Silloth | 24.5136 | 24.3967 | 24.3217 | 24.077 | 23.8954 | 23.6134 | 23.4102 | 23.2158 | 22.981 | 22.7759 | 22.5905 | 21.8052 | 20.1412 | 18.9312 | 17.9475 |  | 41.8236 | 41.7067 | 41.6317 | 41.387 | 41.2054 | 40.9234 | 40.7202 | 40.5258 | 40.291 | 40.0859 | 39.9005 | 39.1152 | 37.4512 | 36.2412 | 35.2575 |  | 24.5136 | 24.3781 | 24.4424 | 24.3152 | 24.2495 | 24.201 | 24.2095 | 24.0037 | 23.794 | 23.8052 | 23.7285 | 23.4324 | 22.9799 | 22.6862 | 22.5967 |  | 41.8236 | 41.6881 | 41.7524 | 41.6252 | 41.5595 | 41.511 | 41.5195 | 41.3137 | 41.104 | 41.1152 | 41.0385 | 40.7424 | 40.2899 | 39.9962 | 39.9067 |  | 24.5136 | 24.423 | 24.3559 | 24.1247 | 23.962 | 23.8175 | 23.7482 | 23.6264 | 23.4097 | 23.2002 | 22.9894 | 22.4177 | 21.7951 | 21.4856 | 21.5391 |  | 41.8236 | 41.733 | 41.6659 | 41.4347 | 41.272 | 41.1275 | 41.0582 | 40.9364 | 40.7197 | 40.5102 | 40.2994 | 39.7277 | 39.1051 | 38.7956 | 38.8491 |  | 24.5136 | 24.4072 | 24.3479 | 24.1174 | 23.9519 | 23.7176 | 23.5606 | 23.4231 | 23.2113 | 23.0067 | 22.8202 | 22.0515 | 20.5456 | 19.509 | 18.6739 |  | 41.8236 | 41.7172 | 41.6579 | 41.4274 | 41.2619 | 41.0276 | 40.8706 | 40.7331 | 40.5213 | 40.3167 | 40.1302 | 39.3615 | 37.8556 | 36.819 | 35.9839 |  | 24.5136 | 24.4261 | 24.3848 | 24.1705 | 23.9974 | 23.7653 | 23.6314 | 23.4969 | 23.1013 | 22.6888 | 22.282 | 21.1315 | 19.6865 | 18.8178 | 19.0448 |  | 41.8236 | 41.7361 | 41.6948 | 41.4805 | 41.3074 | 41.0753 | 40.9414 | 40.8069 | 40.4113 | 39.9988 | 39.592 | 38.4415 | 36.9965 | 36.1278 | 36.3548 |  | 311307 | 553464 | CARLISLE | HARKER
| Skelmersdale | 9.983 | 8.708 | 8.3324 | 8.013 | 7.6957 | 7.3374 | 6.9396 | 6.5264 | 6.1298 | 5.7017 | 5.3485 | 3.5291 | -1.1375 | -4.9229 | -8.1836 |  | 14.62 | 13.345 | 12.9694 | 12.65 | 12.3327 | 11.9744 | 11.5766 | 11.1634 | 10.7668 | 10.3387 | 9.9855 | 8.1661 | 3.4995 | -0.28589 | -3.5466 |  | 9.983 | 9.3348 | 9.36 | 9.2782 | 9.2081 | 9.1701 | 9.0331 | 8.7945 | 8.4874 | 8.2782 | 8.0809 | 7.3658 | 6.1988 | 5.1828 | 4.3584 |  | 14.62 | 13.9718 | 13.997 | 13.9152 | 13.8451 | 13.8071 | 13.6701 | 13.4315 | 13.1244 | 12.9152 | 12.7179 | 12.0028 | 10.8358 | 9.8198 | 8.9954 |  | 9.983 | 9.1172 | 8.8266 | 8.5559 | 8.2829 | 8.0417 | 7.8258 | 7.5771 | 7.2183 | 6.7951 | 6.4224 | 5.2529 | 3.6742 | 2.4857 | 1.8623 |  | 14.62 | 13.7542 | 13.4636 | 13.1929 | 12.9199 | 12.6787 | 12.4628 | 12.2141 | 11.8553 | 11.4321 | 11.0594 | 9.8899 | 8.3112 | 7.1227 | 6.4993 |  | 9.983 | 8.3694 | 7.9687 | 7.6621 | 7.3464 | 6.9789 | 6.6276 | 6.253 | 5.8227 | 5.3124 | 4.8569 | 2.5614 | -2.4801 | -6.0344 | -8.4899 |  | 14.62 | 13.0064 | 12.6057 | 12.2991 | 11.9834 | 11.6159 | 11.2646 | 10.89 | 10.4597 | 9.9494 | 9.4939 | 7.1984 | 2.1569 | -1.3974 | -3.8529 |  | 9.983 | 8.2196 | 7.8195 | 7.519 | 7.1996 | 6.8348 | 6.4059 | 5.8896 | 4.874 | 3.7404 | 2.6517 | -0.69942 | -5.2825 | -7.8199 | -7.7023 |  | 14.62 | 12.8566 | 12.4565 | 12.156 | 11.8366 | 11.4718 | 11.0429 | 10.5266 | 9.511 | 8.3774 | 7.2887 | 3.9376 | -0.64547 | -3.1829 | -3.0653 |  | 347198 | 407434 | SKELMERSDALE | WASHWAY FARM
| Slipway | 4.7674 | 4.46 | 4.2823 | 4.1031 | 3.8511 | 3.6022 | 3.4736 | 3.2105 | 3.0063 | 2.8228 | 2.723 | 1.716 | -1.2394 | -3.5885 | -5.1611 |  | 6.7674 | 6.46 | 6.2823 | 6.1031 | 5.8511 | 5.6022 | 5.4736 | 5.2105 | 5.0063 | 4.8228 | 4.723 | 3.716 | 0.76061 | -1.5885 | -3.1611 |  | 4.7674 | 4.425 | 4.3881 | 4.3205 | 4.1751 | 4.0477 | 3.9865 | 3.7121 | 3.4608 | 3.3517 | 3.3013 | 3.0324 | 2.6691 | 2.4765 | 2.431 |  | 6.7674 | 6.425 | 6.3881 | 6.3205 | 6.1751 | 6.0477 | 5.9865 | 5.7121 | 5.4608 | 5.3517 | 5.3013 | 5.0324 | 4.6691 | 4.4765 | 4.431 |  | 4.7674 | 4.4894 | 4.3483 | 4.2041 | 4.0046 | 3.8366 | 3.7976 | 3.607 | 3.4456 | 3.2815 | 3.1793 | 2.7722 | 2.257 | 1.9917 | 2.0054 |  | 6.7674 | 6.4894 | 6.3483 | 6.2041 | 6.0046 | 5.8366 | 5.7976 | 5.607 | 5.4456 | 5.2815 | 5.1793 | 4.7722 | 4.257 | 3.9917 | 4.0054 |  | 4.7674 | 4.4804 | 4.3233 | 4.1604 | 3.9289 | 3.7131 | 3.6297 | 3.4229 | 3.2622 | 3.1133 | 3.0494 | 2.1185 | -0.70455 | -2.9341 | -4.4079 |  | 6.7674 | 6.4804 | 6.3233 | 6.1604 | 5.9289 | 5.7131 | 5.6297 | 5.4229 | 5.2622 | 5.1133 | 5.0494 | 4.1185 | 1.2955 | -0.93408 | -2.4079 |  | 4.7674 | 4.5202 | 4.4019 | 4.2708 | 4.0762 | 3.9071 | 3.8657 | 3.6306 | 2.9873 | 2.316 | 1.7181 | -0.13964 | -2.7357 | -4.2661 | -3.8163 |  | 6.7674 | 6.5202 | 6.4019 | 6.2708 | 6.0762 | 5.9071 | 5.8657 | 5.6306 | 4.9873 | 4.316 | 3.7181 | 1.8604 | -0.73568 | -2.2661 | -1.8163 |  | 297180 | 518183 | EGREMONT | HARKER
| Snipe | 10.0141 | 9.3957 | 9.1343 | 8.7854 | 8.0615 | 7.4008 | 6.8202 | 6.0339 | 4.9999 | 4.0477 | 3.7107 | 2.6056 | -1.0545 | -4.2534 | -6.6013 |  | 14.6511 | 14.0327 | 13.7713 | 13.4224 | 12.6985 | 12.0378 | 11.4572 | 10.6709 | 9.6369 | 8.6847 | 8.3477 | 7.2426 | 3.5825 | 0.38365 | -1.9643 |  | 10.0141 | 9.7896 | 9.895 | 9.8336 | 9.5972 | 9.4515 | 9.2799 | 8.8036 | 8.1247 | 7.5079 | 7.3227 | 6.7083 | 5.8093 | 5.2809 | 4.9413 |  | 14.6511 | 14.4266 | 14.532 | 14.4706 | 14.2342 | 14.0885 | 13.9169 | 13.4406 | 12.7617 | 12.1449 | 11.9597 | 11.3453 | 10.4463 | 9.9179 | 9.5783 |  | 10.0141 | 9.7347 | 9.5277 | 9.1966 | 8.4962 | 7.8708 | 7.3282 | 6.5775 | 5.5526 | 4.5983 | 4.2568 | 3.636 | 2.7466 | 2.1217 | 1.8144 |  | 14.6511 | 14.3717 | 14.1647 | 13.8336 | 13.1332 | 12.5078 | 11.9652 | 11.2145 | 10.1896 | 9.2353 | 8.8938 | 8.273 | 7.3836 | 6.7587 | 6.4514 |  | 10.0141 | 9.214 | 8.9546 | 8.6183 | 7.8985 | 7.2526 | 6.6965 | 5.9444 | 4.914 | 3.9568 | 3.6193 | 2.4109 | -1.0643 | -3.6541 | -5.4076 |  | 14.6511 | 13.851 | 13.5916 | 13.2553 | 12.5355 | 11.8896 | 11.3335 | 10.5814 | 9.551 | 8.5938 | 8.2563 | 7.0479 | 3.5727 | 0.9829 | -0.77056 |  | 10.0141 | 9.1338 | 8.8885 | 8.5731 | 7.8718 | 7.248 | 6.7098 | 5.9279 | 4.5504 | 3.0063 | 2.1999 | -0.12313 | -3.3963 | -5.2575 | -5.0703 |  | 14.6511 | 13.7708 | 13.5255 | 13.2101 | 12.5088 | 11.885 | 11.3468 | 10.5649 | 9.1874 | 7.6433 | 6.8369 | 4.5139 | 1.2407 | -0.62051 | -0.43326 |  | 391844 | 398322 | DROYLSDEN | STALYBRIDGE
| South Park | 15.3376 | 14.2235 | 13.7796 | 13.6856 | 13.4318 | 13.2525 | 13.027 | 12.8279 | 12.5979 | 12.4611 | 12.3247 | 11.5259 | 8.8419 | 6.7366 | 5.2232 |  | 19.8376 | 18.7235 | 18.2796 | 18.1856 | 17.9318 | 17.7525 | 17.527 | 17.3279 | 17.0979 | 16.9611 | 16.8247 | 16.0259 | 13.3419 | 11.2366 | 9.7232 |  | 15.3376 | 15.0046 | 14.8741 | 14.8945 | 14.7738 | 14.6599 | 14.4618 | 14.2566 | 13.9718 | 13.8629 | 13.7567 | 13.4347 | 13.0198 | 12.7881 | 12.6047 |  | 19.8376 | 19.5046 | 19.3741 | 19.3945 | 19.2738 | 19.1599 | 18.9618 | 18.7566 | 18.4718 | 18.3629 | 18.2567 | 17.9347 | 17.5198 | 17.2881 | 17.1047 |  | 15.3376 | 14.9579 | 14.6762 | 14.5873 | 14.3664 | 14.2175 | 14.035 | 13.8708 | 13.6624 | 13.5325 | 13.3953 | 12.9905 | 12.4842 | 12.1901 | 11.9635 |  | 19.8376 | 19.4579 | 19.1762 | 19.0873 | 18.8664 | 18.7175 | 18.535 | 18.3708 | 18.1624 | 18.0325 | 17.8953 | 17.4905 | 16.9842 | 16.6901 | 16.4635 |  | 15.3376 | 13.875 | 13.3687 | 13.2851 | 13.0358 | 12.8589 | 12.6439 | 12.4764 | 12.2336 | 12.0971 | 11.9634 | 11.1873 | 8.9165 | 6.9164 | 5.5183 |  | 19.8376 | 18.375 | 17.8687 | 17.7851 | 17.5358 | 17.3589 | 17.1439 | 16.9764 | 16.7336 | 16.5971 | 16.4634 | 15.6873 | 13.4165 | 11.4164 | 10.0183 |  | 15.3376 | 13.7241 | 13.215 | 13.1647 | 12.9366 | 12.8031 | 12.6194 | 12.4138 | 11.8763 | 11.3993 | 10.9086 | 9.338 | 6.9422 | 5.5778 | 5.8437 |  | 19.8376 | 18.2241 | 17.715 | 17.6647 | 17.4366 | 17.3031 | 17.1194 | 16.9138 | 16.3763 | 15.8993 | 15.4086 | 13.838 | 11.4422 | 10.0778 | 10.3437 |  | 336410 | 427512 | LYTHAM | PENWORTHAM
| Spa Rd | 7.9932 | 7.3876 | 6.2927 | 5.8189 | 5.1184 | 4.554 | 4.1771 | 3.4984 | 2.9466 | 2.665 | 2.3164 | 0.36701 | -4.4897 | -9.4633 | -12.7795 |  | 7.9932 | 7.3876 | 6.2927 | 5.8189 | 5.1184 | 4.554 | 4.1771 | 3.4984 | 2.9466 | 2.665 | 2.3164 | 0.36701 | -4.4897 | -9.4633 | -12.7795 |  | 7.9932 | 7.752 | 7.3444 | 7.4185 | 7.2579 | 7.2508 | 7.1826 | 6.7201 | 6.1736 | 6.134 | 6.0058 | 5.4706 | 5.0111 | 4.3319 | 4.0745 |  | 7.9932 | 7.752 | 7.3444 | 7.4185 | 7.2579 | 7.2508 | 7.1826 | 6.7201 | 6.1736 | 6.134 | 6.0058 | 5.4706 | 5.0111 | 4.3319 | 4.0745 |  | 7.9932 | 7.7371 | 6.7213 | 6.2932 | 5.6597 | 5.1909 | 4.9193 | 4.3347 | 3.8308 | 3.5651 | 3.2136 | 2.1305 | 0.97466 | 0.059924 | -0.093637 |  | 7.9932 | 7.7371 | 6.7213 | 6.2932 | 5.6597 | 5.1909 | 4.9193 | 4.3347 | 3.8308 | 3.5651 | 3.2136 | 2.1305 | 0.97466 | 0.059924 | -0.093637 |  | 7.9932 | 7.2014 | 6.1217 | 5.6772 | 4.9914 | 4.4529 | 4.1132 | 3.4858 | 2.9427 | 2.6591 | 2.3153 | 0.39999 | -4.1977 | -8.4515 | -11.2482 |  | 7.9932 | 7.2014 | 6.1217 | 5.6772 | 4.9914 | 4.4529 | 4.1132 | 3.4858 | 2.9427 | 2.6591 | 2.3153 | 0.39999 | -4.1977 | -8.4515 | -11.2482 |  | 7.9932 | 7.1461 | 6.1201 | 5.7366 | 5.109 | 4.6361 | 4.3561 | 3.7107 | 2.4456 | 1.3801 | 0.23927 | -3.093 | -7.8553 | -11.1142 | -10.2621 |  | 7.9932 | 7.1461 | 6.1201 | 5.7366 | 5.109 | 4.6361 | 4.3561 | 3.7107 | 2.4456 | 1.3801 | 0.23927 | -3.093 | -7.8553 | -11.1142 | -10.2621 |  | 371065 | 409109 | BOLTON | KEARSLEY
| Spadeadam 11/33kV | 4.7173 | 4.6407 | 4.5204 | 4.4308 | 4.3185 | 4.1579 | 3.9832 | 3.7843 | 3.5002 | 3.2436 | 3.0086 | 2.4222 | 1.9569 | 1.8695 | 2.2042 |  | 6.4673 | 6.3907 | 6.2704 | 6.1808 | 6.0685 | 5.9079 | 5.7332 | 5.5343 | 5.2502 | 4.9936 | 4.7586 | 4.1722 | 3.7069 | 3.6195 | 3.9542 |  | 4.86 | 4.8223 | 4.8348 | 4.7858 | 4.7513 | 4.7319 | 4.6045 | 4.3908 | 4.1274 | 4.0701 | 3.9899 | 3.8 | 3.5826 | 3.4034 | 3.2684 |  | 6.61 | 6.5723 | 6.5848 | 6.5358 | 6.5013 | 6.4819 | 6.3545 | 6.1408 | 5.8774 | 5.8201 | 5.7399 | 5.55 | 5.3326 | 5.1534 | 5.0184 |  | 4.86 | 4.8538 | 4.7506 | 4.616 | 4.5058 | 4.4147 | 4.3246 | 4.2271 | 4.0911 | 3.9352 | 3.7245 | 3.1673 | 2.5579 | 2.2626 | 2.2978 |  | 6.61 | 6.6038 | 6.5006 | 6.366 | 6.2558 | 6.1647 | 6.0746 | 5.9771 | 5.8411 | 5.6852 | 5.4745 | 4.9173 | 4.3079 | 4.0126 | 4.0478 |  | 4.7182 | 4.6434 | 4.5205 | 4.4123 | 4.286 | 4.1201 | 3.9358 | 3.754 | 3.5063 | 3.2847 | 3.0745 | 2.5121 | 1.9515 | 1.9238 | 2.0719 |  | 6.4682 | 6.3934 | 6.2705 | 6.1623 | 6.036 | 5.8701 | 5.6858 | 5.504 | 5.2563 | 5.0347 | 4.8245 | 4.2621 | 3.7015 | 3.6738 | 3.8219 |  | 4.86 | 4.8654 | 4.7702 | 4.6148 | 4.481 | 4.3723 | 4.271 | 3.9951 | 3.6169 | 3.3079 | 3.0186 | 2.2631 | 1.5754 | 1.4433 | 1.5432 |  | 6.61 | 6.6154 | 6.5202 | 6.3648 | 6.231 | 6.1223 | 6.021 | 5.7451 | 5.3669 | 5.0579 | 4.7686 | 4.0131 | 3.3254 | 3.1933 | 3.2932 |  | 361282 | 570359 | - | HARKER
| Spadeadam 132/11kV | -11.5425 | -12.0497 | -12.4658 | -12.3738 | -12.9763 | -13.0533 | -12.6958 | -12.6332 | -12.7408 | -12.8039 | -12.7085 | -12.937 | -12.8665 | -12.9015 | -12.7478 |  | -11.5425 | -12.0497 | -12.4658 | -12.3738 | -12.9763 | -13.0533 | -12.6958 | -12.6332 | -12.7408 | -12.8039 | -12.7085 | -12.937 | -12.8665 | -12.9015 | -12.7478 |  | -11.5425 | -11.329 | -11.2322 | -10.8477 | -11.0313 | -10.7155 | -10.16 | -9.9424 | -9.9434 | -9.9051 | -9.7502 | -9.6898 | -9.3115 | -9.0729 | -8.7361 |  | -11.5425 | -11.329 | -11.2322 | -10.8477 | -11.0313 | -10.7155 | -10.16 | -9.9424 | -9.9434 | -9.9051 | -9.7502 | -9.6898 | -9.3115 | -9.0729 | -8.7361 |  | -11.5425 | -11.3706 | -11.6437 | -11.5693 | -12.1352 | -12.2057 | -11.8707 | -11.8118 | -11.9159 | -11.9783 | -11.8929 | -12.1041 | -12.0102 | -12.0225 | -11.8385 |  | -11.5425 | -11.3706 | -11.6437 | -11.5693 | -12.1352 | -12.2057 | -11.8707 | -11.8118 | -11.9159 | -11.9783 | -11.8929 | -12.1041 | -12.0102 | -12.0225 | -11.8385 |  | -11.5425 | -12.3589 | -12.8136 | -12.6804 | -13.2608 | -13.3028 | -12.9044 | -12.8067 | -12.8804 | -12.9069 | -12.7733 | -12.8863 | -12.614 | -12.437 | -12.0727 |  | -11.5425 | -12.3589 | -12.8136 | -12.6804 | -13.2608 | -13.3028 | -12.9044 | -12.8067 | -12.8804 | -12.9069 | -12.7733 | -12.8863 | -12.614 | -12.437 | -12.0727 |  | -11.5425 | -12.5268 | -13.0158 | -12.878 | -13.466 | -13.5061 | -13.0988 | -12.998 | -13.0795 | -13.1148 | -12.9876 | -13.1185 | -12.8373 | -12.6502 | -12.2548 |  | -11.5425 | -12.5268 | -13.0158 | -12.878 | -13.466 | -13.5061 | -13.0988 | -12.998 | -13.0795 | -13.1148 | -12.9876 | -13.1185 | -12.8373 | -12.6502 | -12.2548 |  | 361282 | 570359 | - | HARKER
| Spotland | 7.9382 | 7.4221 | 7.3261 | 6.9959 | 6.5849 | 6.0397 | 5.8629 | 5.6187 | 5.346 | 5.0154 | 4.7803 | 3.0867 | -1.7493 | -5.7212 | -8.5704 |  | 11.4382 | 10.9221 | 10.8261 | 10.4959 | 10.0849 | 9.5397 | 9.3629 | 9.1187 | 8.846 | 8.5154 | 8.2803 | 6.5867 | 1.7507 | -2.2212 | -5.0704 |  | 7.9382 | 7.3887 | 7.524 | 7.3715 | 7.1289 | 6.7497 | 6.6503 | 6.4178 | 5.9999 | 5.7809 | 5.5872 | 5.0149 | 4.2838 | 3.9353 | 3.7762 |  | 11.4382 | 10.8887 | 11.024 | 10.8715 | 10.6289 | 10.2497 | 10.1503 | 9.9178 | 9.4999 | 9.2809 | 9.0872 | 8.5149 | 7.7838 | 7.4353 | 7.2762 |  | 7.9382 | 7.4438 | 7.3721 | 7.0717 | 6.7108 | 6.2584 | 6.1817 | 5.9946 | 5.7564 | 5.4376 | 5.1953 | 4.4899 | 3.5586 | 3.1034 | 2.9555 |  | 11.4382 | 10.9438 | 10.8721 | 10.5717 | 10.2108 | 9.7584 | 9.6817 | 9.4946 | 9.2564 | 8.9376 | 8.6953 | 7.9899 | 7.0586 | 6.6034 | 6.4555 |  | 7.9382 | 7.4613 | 7.4086 | 7.1113 | 6.7433 | 6.2756 | 6.206 | 6.1179 | 5.9514 | 5.666 | 5.4434 | 3.8391 | -0.50354 | -4.2572 | -6.9044 |  | 11.4382 | 10.9613 | 10.9086 | 10.6113 | 10.2433 | 9.7756 | 9.706 | 9.6179 | 9.4514 | 9.166 | 8.9434 | 7.3391 | 2.9965 | -0.75716 | -3.4044 |  | 7.9382 | 7.4971 | 7.4729 | 7.1891 | 6.8416 | 6.4204 | 6.3842 | 6.1462 | 5.1518 | 4.0751 | 3.0756 | 0.13572 | -4.1396 | -6.6948 | -6.2336 |  | 11.4382 | 10.9971 | 10.9729 | 10.6891 | 10.3416 | 9.9204 | 9.8842 | 9.6462 | 8.6518 | 7.5751 | 6.5756 | 3.6357 | -0.63962 | -3.1948 | -2.7336 |  | 387882 | 414309 | ROCHDALE CENTRAL | ROCHDALE
| Spring Cottage | 5.1348 | 5.0947 | 4.9689 | 4.7974 | 4.6404 | 4.5025 | 13.6031 | 13.4695 | 13.3333 | 13.2164 | 13.1191 | 12.5201 | 10.6835 | 9.2533 | 8.2538 |  | 18.8828 | 18.8427 | 18.7169 | 18.5454 | 18.3884 | 18.2505 | 18.1031 | 17.9695 | 17.8333 | 17.7164 | 17.6191 | 17.0201 | 15.1835 | 13.7533 | 12.7538 |  | 5.1348 | 5.0762 | 5.171 | 5.2026 | 5.2593 | 5.3596 | 14.6379 | 14.6067 | 14.5223 | 14.4962 | 14.4788 | 14.4167 | 14.3483 | 14.375 | 14.4405 |  | 18.8828 | 18.8242 | 18.919 | 18.9506 | 19.0073 | 19.1076 | 19.1379 | 19.1067 | 19.0223 | 18.9962 | 18.9788 | 18.9167 | 18.8483 | 18.875 | 18.9405 |  | 5.1348 | 5.1132 | 4.9982 | 4.8419 | 4.7047 | 4.5963 | 13.7317 | 13.6262 | 13.4965 | 13.3766 | 13.2701 | 12.9749 | 12.6328 | 12.4996 | 12.5106 |  | 18.8828 | 18.8612 | 18.7462 | 18.5899 | 18.4527 | 18.3443 | 18.2317 | 18.1262 | 17.9965 | 17.8766 | 17.7701 | 17.4749 | 17.1328 | 16.9996 | 17.0106 |  | 5.1348 | 5.1146 | 5.0083 | 4.8524 | 4.7085 | 4.5856 | 13.703 | 13.5897 | 13.4646 | 13.3555 | 13.2668 | 12.6963 | 10.904 | 9.5993 | 8.7757 |  | 18.8828 | 18.8626 | 18.7563 | 18.6004 | 18.4565 | 18.3336 | 18.203 | 18.0897 | 17.9646 | 17.8555 | 17.7668 | 17.1963 | 15.404 | 14.0993 | 13.2757 |  | 5.1348 | 5.1307 | 5.0404 | 4.8974 | 4.7667 | 4.6614 | 13.7962 | 13.6567 | 13.2683 | 12.883 | 12.5149 | 11.2679 | 9.4458 | 8.6725 | 9.0987 |  | 18.8828 | 18.8787 | 18.7884 | 18.6454 | 18.5147 | 18.4094 | 18.2962 | 18.1567 | 17.7683 | 17.383 | 17.0149 | 15.7679 | 13.9458 | 13.1725 | 13.5987 |  | 385446 | 437481 | NELSON | PADIHAM
| Spring Garden St 11kV | 19.8644 | 16.2661 | 15.4236 | 15.0902 | 14.8327 | 14.5812 | 14.2289 | 14.0508 | 11.5746 | 11.4137 | 11.1931 | 10.2161 | 6.7498 | 3.0817 | 2.0575 |  | 28.8644 | 25.2661 | 24.4236 | 24.0902 | 23.8327 | 23.5812 | 23.2289 | 23.0508 | 20.5746 | 20.4137 | 20.1931 | 19.2161 | 15.7498 | 12.0817 | 11.0575 |  | 19.8644 | 18.9212 | 18.796 | 18.6544 | 18.5806 | 18.5193 | 18.2196 | 18.0232 | 17.7093 | 17.5335 | 17.3156 | 16.9303 | 16.3135 | 15.7357 | 15.9982 |  | 28.8644 | 27.9212 | 27.796 | 27.6544 | 27.5806 | 27.5193 | 27.2196 | 27.0232 | 26.7093 | 26.5335 | 26.3156 | 25.9303 | 25.3135 | 24.7357 | 24.9982 |  | 19.8644 | 18.2971 | 17.8547 | 17.549 | 17.3185 | 17.107 | 16.8185 | 16.6645 | 14.2129 | 14.0631 | 13.8544 | 13.3855 | 12.6756 | 11.5781 | 11.8274 |  | 28.8644 | 27.2971 | 26.8547 | 26.549 | 26.3185 | 26.107 | 25.8185 | 25.6645 | 23.2129 | 23.0631 | 22.8544 | 22.3855 | 21.6756 | 20.5781 | 20.8274 |  | 19.8644 | 14.9387 | 13.8583 | 13.5298 | 13.2791 | 13.0421 | 12.7005 | 12.5566 | 10.1887 | 10.0426 | 9.8357 | 7.7586 | 4.4731 | 1.4721 | 0.81904 |  | 28.8644 | 23.9387 | 22.8583 | 22.5298 | 22.2791 | 22.0421 | 21.7005 | 21.5566 | 19.1887 | 19.0426 | 18.8357 | 16.7586 | 13.4731 | 10.4721 | 9.819 |  | 19.8644 | 14.2942 | 13.1167 | 12.8164 | 12.0086 | 9.0521 | 7.8164 | 7.8829 | 7.4495 | 6.9192 | 6.3008 | 4.641 | 1.205 | -1.0196 | 0.48618 |  | 28.8644 | 23.2942 | 22.1167 | 21.8164 | 21.0086 | 18.0521 | 16.8164 | 16.8829 | 16.4495 | 15.9192 | 15.3008 | 13.641 | 10.205 | 7.9804 | 9.4862 |  | 347661 | 461494 | LANCASTER | HEYSHAM
| Spring Garden St 6.6kV | 11.621 | 9.4528 | 8.7607 | 8.28 | 7.8815 | 7.4989 | 6.9818 | 6.7295 | 6.3518 | 6.0163 | 5.6234 | 4.4697 | 1.5872 | -1.5887 | -2.6794 |  | 15.758 | 13.5898 | 12.8977 | 12.417 | 12.0185 | 11.6359 | 11.1188 | 10.8665 | 10.4888 | 10.1533 | 9.7604 | 8.6067 | 5.7242 | 2.5483 | 1.4576 |  | 11.621 | 11.0765 | 10.9512 | 10.6829 | 10.4905 | 10.3301 | 9.9708 | 9.7286 | 9.2681 | 8.9486 | 8.5546 | 7.7673 | 6.5296 | 5.3189 | 5.2944 |  | 15.758 | 15.2135 | 15.0882 | 14.8199 | 14.6275 | 14.4671 | 14.1078 | 13.8656 | 13.4051 | 13.0856 | 12.6916 | 11.9043 | 10.6666 | 9.4559 | 9.4314 |  | 11.621 | 10.8778 | 10.4823 | 10.0245 | 9.6457 | 9.2891 | 8.8171 | 8.5746 | 8.2071 | 7.8729 | 7.4829 | 6.6602 | 5.5125 | 4.144 | 4.0973 |  | 15.758 | 15.0148 | 14.6193 | 14.1615 | 13.7827 | 13.4261 | 12.9541 | 12.7116 | 12.3441 | 12.0099 | 11.6199 | 10.7972 | 9.6495 | 8.281 | 8.2343 |  | 11.621 | 8.6997 | 7.8833 | 7.4192 | 7.037 | 6.6744 | 6.1733 | 5.954 | 5.5924 | 5.271 | 4.8909 | 3.8003 | 1.3397 | -1.6512 | -2.5229 |  | 15.758 | 12.8367 | 12.0203 | 11.5562 | 11.174 | 10.8114 | 10.3103 | 10.091 | 9.7294 | 9.408 | 9.0279 | 7.9373 | 5.4767 | 2.4858 | 1.6141 |  | 11.621 | 8.3375 | 7.4736 | 7.0461 | 6.7022 | 6.3794 | 5.9154 | 5.7082 | 5.0683 | 4.4338 | 3.7275 | 2.0584 | -0.48238 | -2.9825 | -2.343 |  | 15.758 | 12.4745 | 11.6106 | 11.1831 | 10.8392 | 10.5164 | 10.0524 | 9.8452 | 9.2053 | 8.5708 | 7.8645 | 6.1954 | 3.6546 | 1.1545 | 1.794 |  | 347651 | 461484 | LANCASTER | HEYSHAM
| Squires Gate | 10.9258 | 7.6956 | 6.7333 | 6.5073 | 6.1204 | 5.8463 | 5.5873 | 5.2742 | 4.9932 | 4.7505 | 4.4804 | 3.2297 | -0.0047127 | -2.461 | -4.3488 |  | 15.5258 | 12.2956 | 11.3333 | 11.1073 | 10.7204 | 10.4463 | 10.1873 | 9.8742 | 9.5932 | 9.3505 | 9.0804 | 7.8297 | 4.5953 | 2.139 | 0.25116 |  | 10.9258 | 9.5546 | 9.2372 | 9.1973 | 9.0106 | 8.9305 | 8.7506 | 8.392 | 7.9973 | 7.7954 | 7.5668 | 6.9587 | 6.1339 | 5.6973 | 5.3967 |  | 15.5258 | 14.1546 | 13.8372 | 13.7973 | 13.6106 | 13.5305 | 13.3506 | 12.992 | 12.5973 | 12.3954 | 12.1668 | 11.5587 | 10.7339 | 10.2973 | 9.9967 |  | 10.9258 | 8.5447 | 7.7686 | 7.5521 | 7.1962 | 6.9682 | 6.7607 | 6.494 | 6.2296 | 5.9897 | 5.7186 | 4.997 | 4.0315 | 3.5136 | 3.2254 |  | 15.5258 | 13.1447 | 12.3686 | 12.1521 | 11.7962 | 11.5682 | 11.3607 | 11.094 | 10.8296 | 10.5897 | 10.3186 | 9.597 | 8.6315 | 8.1136 | 7.8254 |  | 10.9258 | 6.5474 | 5.3987 | 5.225 | 4.8786 | 4.6745 | 4.5168 | 4.3204 | 4.1342 | 3.944 | 3.7233 | 2.5577 | -0.49177 | -2.722 | -4.2544 |  | 15.5258 | 11.1474 | 9.9987 | 9.825 | 9.4786 | 9.2745 | 9.1168 | 8.9204 | 8.7342 | 8.544 | 8.3233 | 7.1577 | 4.1082 | 1.878 | 0.34556 |  | 10.9258 | 5.9794 | 4.7414 | 4.5911 | 4.2557 | 4.0766 | 3.938 | 3.6839 | 3.041 | 2.3788 | 1.6779 | -0.32017 | -3.1952 | -4.7327 | -4.4938 |  | 15.5258 | 10.5794 | 9.3414 | 9.1911 | 8.8557 | 8.6766 | 8.538 | 8.2839 | 7.641 | 6.9788 | 6.2779 | 4.2798 | 1.4048 | -0.13266 | 0.10617 |  | 332037 | 432063 | BLACKPOOL | PENWORTHAM
| St Annes | 11.0457 | 10.2022 | 9.8713 | 9.6679 | 9.4302 | 9.2045 | 8.9583 | 8.7519 | 8.5289 | 8.3214 | 8.1407 | 7.0775 | 4.1716 | 1.8897 | 0.19377 |  | 14.5457 | 13.7022 | 13.3713 | 13.1679 | 12.9302 | 12.7045 | 12.4583 | 12.2519 | 12.0289 | 11.8214 | 11.6407 | 10.5775 | 7.6716 | 5.3897 | 3.6938 |  | 11.0457 | 10.4786 | 10.3382 | 10.2371 | 10.1008 | 9.9892 | 9.814 | 9.6012 | 9.3552 | 9.1992 | 9.0543 | 8.6391 | 8.0865 | 7.7661 | 7.5444 |  | 14.5457 | 13.9786 | 13.8382 | 13.7371 | 13.6008 | 13.4892 | 13.314 | 13.1012 | 12.8552 | 12.6992 | 12.5543 | 12.1391 | 11.5865 | 11.2661 | 11.0444 |  | 11.0457 | 10.3246 | 10.036 | 9.8567 | 9.6612 | 9.5016 | 9.3317 | 9.1848 | 8.9983 | 8.8098 | 8.6329 | 8.1307 | 7.4847 | 7.123 | 6.9562 |  | 14.5457 | 13.8246 | 13.536 | 13.3567 | 13.1612 | 13.0016 | 12.8317 | 12.6848 | 12.4983 | 12.3098 | 12.1329 | 11.6307 | 10.9847 | 10.623 | 10.4562 |  | 11.0457 | 10.0262 | 9.6788 | 9.4922 | 9.2743 | 9.0843 | 8.8898 | 8.7467 | 8.5746 | 8.4001 | 8.2544 | 7.2581 | 4.4685 | 2.2927 | 0.71819 |  | 14.5457 | 13.5262 | 13.1788 | 12.9922 | 12.7743 | 12.5843 | 12.3898 | 12.2467 | 12.0746 | 11.9001 | 11.7544 | 10.7581 | 7.9685 | 5.7927 | 4.2182 |  | 11.0457 | 9.9511 | 9.6066 | 9.4328 | 9.2295 | 9.0639 | 8.8912 | 8.6961 | 8.0747 | 7.4314 | 6.8039 | 4.9695 | 2.369 | 0.85583 | 1.0596 |  | 14.5457 | 13.4511 | 13.1066 | 12.9328 | 12.7295 | 12.5639 | 12.3912 | 12.1961 | 11.5747 | 10.9314 | 10.3039 | 8.4695 | 5.869 | 4.3558 | 4.5596 |  | 331716 | 429849 | LYTHAM | PENWORTHAM
| St Johns | 15.284 | 11.2734 | 10.7897 | 10.7862 | 10.782 | 10.7771 | 4.0089 | 4.0033 | 3.9974 | 3.9974 | 3.9974 | 3.9934 | 3.9734 | 3.9528 | 3.9354 |  | 19.921 | 15.9104 | 15.4267 | 15.4232 | 15.419 | 15.4141 | 15.4089 | 15.4033 | 15.3974 | 15.3974 | 15.3974 | 15.3934 | 15.3734 | 15.3528 | 15.3354 |  | 15.284 | 14.005 | 13.8457 | 13.8387 | 13.8299 | 13.8197 | 7.0455 | 7.0332 | 7.0192 | 7.0178 | 7.0163 | 7.0119 | 7.0047 | 6.9976 | 6.9906 |  | 19.921 | 18.642 | 18.4827 | 18.4757 | 18.4669 | 18.4567 | 18.4455 | 18.4332 | 18.4192 | 18.4178 | 18.4163 | 18.4119 | 18.4047 | 18.3976 | 18.3906 |  | 15.284 | 12.7445 | 12.4372 | 12.434 | 12.4299 | 12.4253 | 5.6572 | 5.6519 | 5.646 | 5.646 | 5.646 | 5.6457 | 5.6443 | 5.6424 | 5.6403 |  | 19.921 | 17.3815 | 17.0742 | 17.071 | 17.0669 | 17.0623 | 17.0572 | 17.0519 | 17.046 | 17.046 | 17.046 | 17.0457 | 17.0443 | 17.0424 | 17.0403 |  | 15.284 | 9.6742 | 8.9994 | 8.9966 | 8.9931 | 8.9891 | 2.2219 | 2.2173 | 2.2124 | 2.2126 | 2.2127 | 2.213 | 2.2126 | 2.2114 | 2.2095 |  | 19.921 | 14.3112 | 13.6364 | 13.6336 | 13.6301 | 13.6261 | 13.6219 | 13.6173 | 13.6124 | 13.6126 | 13.6127 | 13.613 | 13.6126 | 13.6114 | 13.6095 |  | 15.284 | 8.8762 | 8.1083 | 8.1085 | 8.1083 | 8.1078 | 1.3442 | 1.3436 | 1.3429 | 1.3431 | 1.3433 | 1.3435 | 1.3431 | 1.3419 | 1.3401 |  | 19.921 | 13.5132 | 12.7453 | 12.7455 | 12.7453 | 12.7448 | 12.7442 | 12.7436 | 12.7429 | 12.7431 | 12.7433 | 12.7435 | 12.7431 | 12.7419 | 12.7401 |  | 0 | 0 | FREDERICK RD | KEARSLEY
| St Marys | 15.1668 | 13.6318 | 12.3228 | 11.0075 | 9.7535 | 9.5752 | 9.3522 | 9.116 | 8.8731 | 8.7318 | 8.5643 | 7.9069 | 6.4026 | 5.2234 | 4.277 |  | 19.8038 | 18.2688 | 16.9598 | 15.6445 | 14.3905 | 14.2122 | 13.9892 | 13.753 | 13.5101 | 13.3688 | 13.2013 | 12.5439 | 11.0396 | 9.8604 | 8.914 |  | 15.1668 | 14.8241 | 14.3358 | 13.6974 | 13.1202 | 13.1196 | 13.0261 | 12.8565 | 12.6323 | 12.5609 | 12.464 | 12.1648 | 11.7093 | 11.3738 | 11.1072 |  | 19.8038 | 19.4611 | 18.9728 | 18.3344 | 17.7572 | 17.7566 | 17.6631 | 17.4935 | 17.2693 | 17.1979 | 17.101 | 16.8018 | 16.3463 | 16.0108 | 15.7442 |  | 15.1668 | 14.7233 | 13.5494 | 12.253 | 11.0188 | 10.8645 | 10.6732 | 10.4652 | 10.2375 | 10.0957 | 9.9247 | 9.4285 | 8.7179 | 8.2164 | 7.8741 |  | 19.8038 | 19.3603 | 18.1864 | 16.89 | 15.6558 | 15.5015 | 15.3102 | 15.1022 | 14.8745 | 14.7327 | 14.5617 | 14.0655 | 13.3549 | 12.8534 | 12.5111 |  | 15.1668 | 13.0931 | 11.7373 | 10.4329 | 9.1893 | 9.0266 | 8.8196 | 8.6017 | 8.3696 | 8.2396 | 8.0837 | 7.4727 | 6.0918 | 5.0638 | 4.2875 |  | 19.8038 | 17.7301 | 16.3743 | 15.0699 | 13.8263 | 13.6636 | 13.4566 | 13.2387 | 13.0066 | 12.8766 | 12.7207 | 12.1097 | 10.7288 | 9.7008 | 8.9245 |  | 15.1668 | 12.8308 | 11.4595 | 10.1693 | 8.9423 | 8.8021 | 8.6169 | 8.4169 | 8.0446 | 7.754 | 7.4291 | 6.5007 | 5.1848 | 4.3642 | 4.2557 |  | 19.8038 | 17.4678 | 16.0965 | 14.8063 | 13.5793 | 13.4391 | 13.2539 | 13.0539 | 12.6816 | 12.391 | 12.0661 | 11.1377 | 9.8218 | 9.0012 | 8.8927 |  | 392582 | 405316 | GREENHILL | WHITEGATE
| St Marys St | 7.1786 | 5.6671 | 5.0701 | 5.0218 | 4.7026 | 4.48 | 4.2925 | 4.1355 | 3.8424 | 3.6559 | 3.5828 | 2.7395 | 0.4881 | -1.554 | -2.8084 |  | 10.6786 | 9.1671 | 8.5701 | 8.5218 | 8.2026 | 7.98 | 7.7925 | 7.6355 | 7.3424 | 7.1559 | 7.0828 | 6.2395 | 3.9881 | 1.946 | 0.69161 |  | 7.1786 | 6.879 | 6.7717 | 6.9011 | 6.8086 | 6.8231 | 6.7897 | 6.6459 | 6.3348 | 6.2197 | 6.2263 | 5.9844 | 5.6623 | 5.4006 | 5.3496 |  | 10.6786 | 10.379 | 10.2717 | 10.4011 | 10.3086 | 10.3231 | 10.2897 | 10.1459 | 9.8348 | 9.7197 | 9.7263 | 9.4844 | 9.1623 | 8.9006 | 8.8496 |  | 7.1786 | 6.7998 | 6.4483 | 6.3973 | 6.1166 | 5.9374 | 5.7948 | 5.6708 | 5.4096 | 5.2351 | 5.1539 | 4.6721 | 4.2556 | 3.9045 | 3.863 |  | 10.6786 | 10.2998 | 9.9483 | 9.8973 | 9.6166 | 9.4374 | 9.2948 | 9.1708 | 8.9096 | 8.7351 | 8.6539 | 8.1721 | 7.7556 | 7.4045 | 7.363 |  | 7.1786 | 5.131 | 4.4392 | 4.4151 | 4.1013 | 3.892 | 3.7233 | 3.5914 | 3.3071 | 3.126 | 3.0639 | 2.254 | 0.26937 | -1.6383 | -2.7004 |  | 10.6786 | 8.631 | 7.9392 | 7.9151 | 7.6013 | 7.392 | 7.2233 | 7.0914 | 6.8071 | 6.626 | 6.5639 | 5.754 | 3.7694 | 1.8617 | 0.79964 |  | 7.1786 | 4.8808 | 4.1628 | 4.1694 | 3.8804 | 3.702 | 3.5632 | 3.4262 | 2.8583 | 2.3661 | 1.9911 | 0.56225 | -1.5918 | -2.9582 | -2.5466 |  | 10.6786 | 8.3808 | 7.6628 | 7.6694 | 7.3804 | 7.202 | 7.0632 | 6.9262 | 6.3583 | 5.8661 | 5.4911 | 4.0623 | 1.9082 | 0.54181 | 0.95342 |  | 354932 | 429640 | RIBBLE | PENWORTHAM
| St Thomas Rd | 13.0574 | 12.7351 | 12.334 | 12.0621 | 11.6916 | 11.3472 | 11.0165 | 10.6783 | 10.3461 | 10.0671 | 9.8175 | 8.633 | 5.643 | 2.9951 | 0.99367 |  | 17.6944 | 17.3721 | 16.971 | 16.6991 | 16.3286 | 15.9842 | 15.6535 | 15.3153 | 14.9831 | 14.7041 | 14.4545 | 13.27 | 10.28 | 7.6321 | 5.6307 |  | 13.0574 | 12.6927 | 12.5165 | 12.4294 | 12.2472 | 12.1097 | 11.9082 | 11.5904 | 11.2352 | 11.0799 | 10.9244 | 10.5252 | 10.0044 | 9.7507 | 9.5561 |  | 17.6944 | 17.3297 | 17.1535 | 17.0664 | 16.8842 | 16.7467 | 16.5452 | 16.2274 | 15.8722 | 15.7169 | 15.5614 | 15.1622 | 14.6414 | 14.3877 | 14.1931 |  | 13.0574 | 12.7597 | 12.3921 | 12.1684 | 11.8722 | 11.6273 | 11.4078 | 11.1662 | 10.9154 | 10.6913 | 10.4691 | 9.8861 | 9.1392 | 8.7532 | 8.5493 |  | 17.6944 | 17.3967 | 17.0291 | 16.8054 | 16.5092 | 16.2643 | 16.0448 | 15.8032 | 15.5524 | 15.3283 | 15.1061 | 14.5231 | 13.7762 | 13.3902 | 13.1863 |  | 13.0574 | 12.7647 | 12.3901 | 12.1332 | 11.7793 | 11.4675 | 11.1894 | 10.9155 | 10.622 | 10.3707 | 10.1549 | 9.046 | 6.2117 | 3.8712 | 2.0148 |  | 17.6944 | 17.4017 | 17.0271 | 16.7702 | 16.4163 | 16.1045 | 15.8264 | 15.5525 | 15.259 | 15.0077 | 14.7919 | 13.683 | 10.8487 | 8.5082 | 6.6518 |  | 13.0574 | 12.8016 | 12.4669 | 12.2455 | 11.932 | 11.6671 | 11.4354 | 11.1669 | 10.454 | 9.7374 | 9.0311 | 7.043 | 4.0642 | 2.2728 | 2.6132 |  | 17.6944 | 17.4386 | 17.1039 | 16.8825 | 16.569 | 16.3041 | 16.0724 | 15.8039 | 15.091 | 14.3744 | 13.6681 | 11.68 | 8.7012 | 6.9098 | 7.2502 |  | 332713 | 428643 | LYTHAM | PENWORTHAM
| Stainburn | 9.3089 | 9.262 | 9.0688 | 8.7396 | 8.476 | 8.2005 | 7.8793 | 7.592 | 7.2769 | 6.9724 | 6.7277 | 5.4714 | 2.6719 | 0.67884 | -0.82494 |  | 11.8089 | 11.762 | 11.5688 | 11.2396 | 10.976 | 10.7005 | 10.3793 | 10.092 | 9.7769 | 9.4724 | 9.2277 | 7.9714 | 5.1719 | 3.1788 | 1.6751 |  | 9.3089 | 9.3385 | 9.3634 | 9.2214 | 9.1518 | 8.9699 | 8.772 | 8.4955 | 8.1824 | 7.9515 | 7.7523 | 7.1134 | 6.2991 | 5.8244 | 5.5544 |  | 11.8089 | 11.8385 | 11.8634 | 11.7214 | 11.6518 | 11.4699 | 11.272 | 10.9955 | 10.6824 | 10.4515 | 10.2523 | 9.6134 | 8.7991 | 8.3244 | 8.0544 |  | 9.3089 | 9.349 | 9.1839 | 8.8736 | 8.6395 | 8.44 | 8.2869 | 7.9974 | 7.7171 | 7.401 | 7.0849 | 6.26 | 5.3399 | 4.9287 | 4.872 |  | 11.8089 | 11.849 | 11.6839 | 11.3736 | 11.1395 | 10.94 | 10.7869 | 10.4974 | 10.2171 | 9.901 | 9.5849 | 8.76 | 7.8399 | 7.4287 | 7.372 |  | 9.3089 | 9.2399 | 9.0504 | 8.7182 | 8.4452 | 8.2019 | 8.0293 | 7.7285 | 7.4629 | 7.2238 | 6.9932 | 5.9725 | 3.3593 | 1.5243 | 0.13348 |  | 11.8089 | 11.7399 | 11.5504 | 11.2182 | 10.9452 | 10.7019 | 10.5293 | 10.2285 | 9.9629 | 9.7238 | 9.4932 | 8.4725 | 5.8593 | 4.0243 | 2.6335 |  | 9.3089 | 9.2374 | 9.0531 | 8.726 | 8.4626 | 8.2125 | 8.0624 | 7.7614 | 7.3068 | 6.6872 | 6.0757 | 4.2362 | 1.9292 | 0.66956 | 0.84107 |  | 11.8089 | 11.7374 | 11.5531 | 11.226 | 10.9626 | 10.7125 | 10.5624 | 10.2614 | 9.8068 | 9.1872 | 8.5757 | 6.7362 | 4.4292 | 3.1696 | 3.3411 |  | 302535 | 529330 | STAINBURN & SIDDICK | HARKER
| Standish | 7.5368 | 6.3463 | 5.6458 | 5.1734 | 4.5359 | 3.9269 | 3.3313 | 2.7411 | 2.1838 | 1.5893 | 1.0189 | -1.7053 | -8.3685 | -13.948 | -18.2157 |  | 12.0368 | 10.8463 | 10.1458 | 9.6734 | 9.0359 | 8.4269 | 7.8313 | 7.2411 | 6.6838 | 6.0893 | 5.5189 | 2.7947 | -3.8685 | -9.448 | -13.7157 |  | 7.5368 | 6.4266 | 6.0577 | 5.8613 | 5.4225 | 5.0618 | 4.5763 | 3.8856 | 3.187 | 2.6977 | 2.1964 | 0.78037 | -1.0877 | -2.1521 | -2.927 |  | 12.0368 | 10.9266 | 10.5577 | 10.3613 | 9.9225 | 9.5618 | 9.0763 | 8.3856 | 7.687 | 7.1977 | 6.6964 | 5.2804 | 3.4123 | 2.3479 | 1.573 |  | 7.5368 | 6.453 | 5.8226 | 5.3642 | 4.774 | 4.251 | 3.756 | 3.2379 | 2.7036 | 2.1082 | 1.5213 | -0.078146 | -2.1453 | -3.2802 | -3.9644 |  | 12.0368 | 10.953 | 10.3226 | 9.8642 | 9.274 | 8.751 | 8.256 | 7.7379 | 7.2036 | 6.6082 | 6.0213 | 4.4219 | 2.3547 | 1.2198 | 0.5356 |  | 7.5368 | 6.3177 | 5.6664 | 5.2151 | 4.61 | 4.0805 | 3.6132 | 3.1894 | 2.7446 | 2.2029 | 1.6376 | -1.1024 | -7.4692 | -12.3176 | -16.1985 |  | 12.0368 | 10.8177 | 10.1664 | 9.7151 | 9.11 | 8.5805 | 8.1132 | 7.6894 | 7.2446 | 6.7029 | 6.1376 | 3.3976 | -2.9692 | -7.8176 | -11.6985 |  | 7.5368 | 6.3387 | 5.7374 | 5.3228 | 4.7591 | 4.2844 | 3.8621 | 3.2851 | 1.9041 | 0.39781 | -1.0944 | -5.3747 | -11.3968 | -15.1476 | -15.0697 |  | 12.0368 | 10.8387 | 10.2374 | 9.8228 | 9.2591 | 8.7844 | 8.3621 | 7.7851 | 6.4041 | 4.8978 | 3.4056 | -0.87471 | -6.8968 | -10.6476 | -10.5697 |  | 356139 | 410059 | WRIGHTINGTON | PENWORTHAM
| Strangeways | 6.4439 | 5.0798 | 4.6151 | 3.908 | 3.5118 | 3.3075 | 2.9768 | 2.5743 | 2.2475 | 2.0349 | 1.7693 | 0.53999 | -2.4438 | -4.8649 | -6.7395 |  | 15.9439 | 14.5798 | 14.1151 | 13.408 | 13.0118 | 12.8075 | 12.4768 | 12.0743 | 11.7475 | 11.5349 | 11.2693 | 10.04 | 7.0562 | 4.6351 | 2.7605 |  | 6.4439 | 5.9229 | 6.0287 | 5.7747 | 5.6216 | 5.6613 | 5.4783 | 5.0973 | 4.7019 | 4.5792 | 4.3967 | 3.8763 | 3.2724 | 2.9094 | 2.6538 |  | 15.9439 | 15.4229 | 15.5287 | 15.2747 | 15.1216 | 15.1613 | 14.9783 | 14.5973 | 14.2019 | 14.0792 | 13.8967 | 13.3763 | 12.7724 | 12.4094 | 12.1538 |  | 6.4439 | 5.8879 | 5.5291 | 4.8577 | 4.5024 | 4.3459 | 4.0792 | 3.7312 | 3.4214 | 3.2033 | 2.9238 | 2.1238 | 1.1472 | 0.5297 | 0.19507 |  | 15.9439 | 15.3879 | 15.0291 | 14.3577 | 14.0024 | 13.8459 | 13.5792 | 13.2312 | 12.9214 | 12.7033 | 12.4238 | 11.6238 | 10.6472 | 10.0297 | 9.6951 |  | 6.4439 | 4.6955 | 4.2467 | 3.577 | 3.223 | 3.0759 | 2.8251 | 2.4692 | 2.181 | 2.0353 | 1.803 | 0.70402 | -1.994 | -4.1242 | -5.699 |  | 15.9439 | 14.1955 | 13.7467 | 13.077 | 12.723 | 12.5759 | 12.3251 | 11.9692 | 11.681 | 11.5353 | 11.303 | 10.204 | 7.506 | 5.3758 | 3.801 |  | 6.4439 | 4.5228 | 4.0906 | 3.4566 | 3.1394 | 3.0336 | 2.8222 | 2.47 | 1.8134 | 1.2584 | 0.60006 | -1.2712 | -3.8045 | -5.3752 | -5.3069 |  | 15.9439 | 14.0228 | 13.5906 | 12.9566 | 12.6394 | 12.5336 | 12.3222 | 11.97 | 11.3134 | 10.7584 | 10.1001 | 8.2288 | 5.6955 | 4.1248 | 4.1931 |  | 383780 | 399743 | RED BANK | WHITEGATE
| Strawberry Bank | 13.8715 | 11.6504 | 10.9244 | 9.5639 | 8.2513 | 6.9816 | 5.7183 | 4.4557 | 3.2127 | 2.9842 | 2.7744 | 1.637 | -1.2139 | -3.5579 | -5.242 |  | 18.0085 | 15.7874 | 15.0614 | 13.7009 | 12.3883 | 11.1186 | 9.8553 | 8.5927 | 7.3497 | 7.1212 | 6.9114 | 5.774 | 2.9231 | 0.57906 | -1.105 |  | 13.8715 | 12.9745 | 13.012 | 12.2175 | 11.5318 | 10.9267 | 10.1384 | 9.143 | 8.0217 | 7.9329 | 7.8453 | 7.6352 | 7.3206 | 7.4962 | 7.7086 |  | 18.0085 | 17.1115 | 17.149 | 16.3545 | 15.6688 | 15.0637 | 14.2754 | 13.28 | 12.1587 | 12.0699 | 11.9823 | 11.7722 | 11.4576 | 11.6332 | 11.8456 |  | 13.8715 | 11.8941 | 11.2379 | 9.8746 | 8.5429 | 7.2758 | 6.025 | 4.7696 | 3.5279 | 3.3077 | 3.091 | 2.5241 | 1.496 | 1.1445 | 0.9811 |  | 18.0085 | 16.0311 | 15.3749 | 14.0116 | 12.6799 | 11.4128 | 10.162 | 8.9066 | 7.6649 | 7.4447 | 7.228 | 6.6611 | 5.633 | 5.2815 | 5.1181 |  | 13.8715 | 10.6791 | 9.8247 | 8.5013 | 7.2173 | 5.9931 | 4.757 | 3.5591 | 2.2702 | 1.8832 | 1.5107 | 0.14465 | -2.2733 | -3.768 | -4.7877 |  | 18.0085 | 14.8161 | 13.9617 | 12.6383 | 11.3543 | 10.1301 | 8.894 | 7.6961 | 6.4072 | 6.0202 | 5.6477 | 4.2816 | 1.8637 | 0.36902 | -0.6507 |  | 13.8715 | 10.1841 | 9.2814 | 7.98 | 6.6226 | 5.4244 | 4.2093 | 2.9541 | 1.3038 | 0.63718 | 0.0077644 | -2.0486 | -4.5062 | -5.4963 | -4.8713 |  | 18.0085 | 14.3211 | 13.4184 | 12.117 | 10.7596 | 9.5614 | 8.3463 | 7.0911 | 5.4408 | 4.7742 | 4.1448 | 2.0884 | -0.36916 | -1.3593 | -0.73431 |  | 376338 | 429396 | HUNCOAT | PADIHAM
| Stuart St | 9.4024 | 9.0494 | 8.8627 | 8.618 | 8.3581 | 8.1194 | 7.8942 | 7.6669 | 7.4086 | 7.1782 | 6.9713 | 5.8631 | 2.6975 | 0.17961 | -1.668 |  | 16.4024 | 16.0494 | 15.8627 | 15.618 | 15.3581 | 15.1194 | 14.8942 | 14.6669 | 14.4086 | 14.1782 | 13.9713 | 12.8631 | 9.6975 | 7.1796 | 5.332 |  | 9.4024 | 9.1933 | 9.2666 | 9.2367 | 9.1881 | 9.2067 | 9.1696 | 9.0227 | 8.803 | 8.6761 | 8.5587 | 8.2543 | 7.827 | 7.5699 | 7.4573 |  | 16.4024 | 16.1933 | 16.2666 | 16.2367 | 16.1881 | 16.2067 | 16.1696 | 16.0227 | 15.803 | 15.6761 | 15.5587 | 15.2543 | 14.827 | 14.5699 | 14.4573 |  | 9.4024 | 9.2305 | 9.0956 | 8.8752 | 8.6472 | 8.4809 | 8.4016 | 8.2159 | 8.0259 | 7.8032 | 7.5916 | 7.0082 | 6.2213 | 5.7468 | 5.5739 |  | 16.4024 | 16.2305 | 16.0956 | 15.8752 | 15.6472 | 15.4809 | 15.4016 | 15.2159 | 15.0259 | 14.8032 | 14.5916 | 14.0082 | 13.2213 | 12.7468 | 12.5739 |  | 9.4024 | 9.0027 | 8.8395 | 8.6251 | 8.4004 | 8.1971 | 8.0271 | 7.8632 | 7.6458 | 7.4148 | 7.1867 | 6.0278 | 3.0701 | 0.65832 | -0.91349 |  | 16.4024 | 16.0027 | 15.8395 | 15.6251 | 15.4004 | 15.1971 | 15.0271 | 14.8632 | 14.6458 | 14.4148 | 14.1867 | 13.0278 | 10.0701 | 7.6583 | 6.0865 |  | 9.4024 | 8.9899 | 8.8554 | 8.6607 | 8.452 | 8.2706 | 8.1108 | 7.8642 | 7.1925 | 6.4799 | 5.7696 | 3.7623 | 0.82869 | -0.84953 | -0.48387 |  | 16.4024 | 15.9899 | 15.8554 | 15.6607 | 15.452 | 15.2706 | 15.1108 | 14.8642 | 14.1925 | 13.4799 | 12.7696 | 10.7623 | 7.8287 | 6.1505 | 6.5161 |  | 387190 | 398835 | STUART ST | STALYBRIDGE
| Stubbins | 12.5175 | 12.3357 | 12.0906 | 11.7393 | 11.4754 | 11.2878 | 11.093 | 8.029 | 8.0249 | 7.9312 | 7.8616 | 7.2784 | 6.0152 | 5.34 | 4.9226 |  | 29.5175 | 29.3357 | 29.0906 | 28.7393 | 28.4754 | 28.2878 | 28.093 | 25.029 | 25.0249 | 24.9312 | 24.8616 | 24.2784 | 23.0152 | 22.34 | 21.9226 |  | 12.5175 | 12.665 | 12.901 | 12.9392 | 13.0906 | 13.3608 | 13.4764 | 13.4566 | 13.317 | 13.3102 | 13.3195 | 13.3088 | 13.3522 | 13.5671 | 13.803 |  | 29.5175 | 29.665 | 29.901 | 29.9392 | 30.0906 | 30.3608 | 30.4764 | 30.4566 | 30.317 | 30.3102 | 30.3195 | 30.3088 | 30.3522 | 30.5671 | 30.803 |  | 12.5175 | 12.7071 | 12.5107 | 12.1649 | 11.9088 | 11.7338 | 11.5541 | 8.502 | 8.5024 | 8.41 | 8.339 | 7.9889 | 7.5592 | 7.5436 | 7.6255 |  | 29.5175 | 29.7071 | 29.5107 | 29.1649 | 28.9088 | 28.7338 | 28.5541 | 25.502 | 25.5024 | 25.41 | 25.339 | 24.9889 | 24.5592 | 24.5436 | 24.6255 |  | 12.5175 | 12.1894 | 11.9654 | 11.6575 | 11.4363 | 11.2935 | 11.1434 | 8.3288 | 8.3765 | 8.3394 | 8.322 | 3.3573 | 2.3912 | 2.4994 | 2.7122 |  | 29.5175 | 29.1894 | 28.9654 | 28.6575 | 28.4363 | 28.2935 | 28.1434 | 25.3288 | 25.3765 | 25.3394 | 25.322 | 20.3573 | 19.3912 | 19.4994 | 19.7122 |  | 12.5175 | 12.1174 | 11.9064 | 11.6207 | 11.4203 | 8.4765 | 8.5273 | 8.5328 | 8.3596 | 7.9121 | 7.6637 | 6.2601 | 5.4336 | 5.5119 | 6.1325 |  | 29.5175 | 29.1174 | 28.9064 | 28.6207 | 28.4203 | 25.4765 | 25.5273 | 25.5328 | 25.3596 | 24.9121 | 24.6637 | 23.2601 | 22.4336 | 22.5119 | 23.1325 |  | 379112 | 418005 | ROSSENDALE | PADIHAM
| Swinton | 13.0124 | 12.3057 | 11.9762 | 11.8292 | 11.4621 | 11.2521 | 10.9835 | 10.7799 | 10.464 | 10.3041 | 10.1417 | 8.7972 | 4.9762 | 1.7589 | -0.48727 |  | 17.5124 | 16.8057 | 16.4762 | 16.3292 | 15.9621 | 15.7521 | 15.4835 | 15.2799 | 14.964 | 14.8041 | 14.6417 | 13.2972 | 9.4762 | 6.2589 | 4.0127 |  | 13.0124 | 12.5086 | 12.3805 | 12.3713 | 12.1457 | 12.088 | 11.9084 | 11.6835 | 11.3136 | 11.2356 | 11.1373 | 10.7397 | 10.283 | 9.9253 | 9.7763 |  | 17.5124 | 17.0086 | 16.8805 | 16.8713 | 16.6457 | 16.588 | 16.4084 | 16.1835 | 15.8136 | 15.7356 | 15.6373 | 15.2397 | 14.783 | 14.4253 | 14.2763 |  | 13.0124 | 12.5507 | 12.2745 | 12.1582 | 11.8459 | 11.7151 | 11.5417 | 11.4112 | 11.1408 | 10.9979 | 10.8366 | 10.2599 | 9.5819 | 9.0837 | 8.948 |  | 17.5124 | 17.0507 | 16.7745 | 16.6582 | 16.3459 | 16.2151 | 16.0417 | 15.9112 | 15.6408 | 15.4979 | 15.3366 | 14.7599 | 14.0819 | 13.5837 | 13.448 |  | 13.0124 | 12.2204 | 11.907 | 11.7862 | 11.447 | 11.2751 | 11.0625 | 10.9252 | 10.6604 | 10.5257 | 10.3865 | 9.0489 | 5.2753 | 2.1689 | 0.17674 |  | 17.5124 | 16.7204 | 16.407 | 16.2862 | 15.947 | 15.7751 | 15.5625 | 15.4252 | 15.1604 | 15.0257 | 14.8865 | 13.5489 | 9.7753 | 6.6689 | 4.6767 |  | 13.0124 | 12.205 | 11.9287 | 11.837 | 11.5233 | 11.3837 | 11.1968 | 10.9828 | 10.0877 | 9.2937 | 8.4852 | 5.9874 | 2.4953 | 0.32374 | 0.77315 |  | 17.5124 | 16.705 | 16.4287 | 16.337 | 16.0233 | 15.8837 | 15.6968 | 15.4828 | 14.5877 | 13.7937 | 12.9852 | 10.4874 | 6.9953 | 4.8237 | 5.2731 |  | 378367 | 401718 | AGECROFT | KEARSLEY
| Tame Valley | 8.489 | 7.771 | 7.1365 | 6.4313 | 5.7479 | 5.1059 | 4.748 | 4.3044 | 3.9381 | 3.5454 | 3.2443 | 0.98786 | -5.8607 | -11.4783 | -15.633 |  | 13.126 | 12.408 | 11.7735 | 11.0683 | 10.3849 | 9.7429 | 9.385 | 8.9414 | 8.5751 | 8.1824 | 7.8813 | 5.6249 | -1.2237 | -6.8413 | -10.996 |  | 8.489 | 7.7789 | 7.5089 | 7.3742 | 6.9991 | 6.6881 | 6.4652 | 6 | 5.5575 | 5.2739 | 5.0892 | 4.4414 | 3.4073 | 2.6981 | 2.2243 |  | 13.126 | 12.4159 | 12.1459 | 12.0112 | 11.6361 | 11.3251 | 11.1022 | 10.637 | 10.1945 | 9.9109 | 9.7262 | 9.0784 | 8.0443 | 7.3351 | 6.8613 |  | 8.489 | 7.8667 | 7.2825 | 6.6337 | 6.0349 | 5.5279 | 5.327 | 5.0101 | 4.71 | 4.3483 | 4.0483 | 3.1383 | 1.835 | 0.98845 | 0.59705 |  | 13.126 | 12.5037 | 11.9195 | 11.2707 | 10.6719 | 10.1649 | 9.964 | 9.6471 | 9.347 | 8.9853 | 8.6853 | 7.7753 | 6.472 | 5.6255 | 5.234 |  | 8.489 | 7.7868 | 7.1928 | 6.5264 | 5.8831 | 5.2962 | 5.0182 | 4.6759 | 4.3832 | 4.0232 | 3.7481 | 1.4586 | -5.351 | -10.8033 | -14.5121 |  | 13.126 | 12.4238 | 11.8298 | 11.1634 | 10.5201 | 9.9332 | 9.6552 | 9.3129 | 9.0202 | 8.6602 | 8.3851 | 6.0956 | -0.71398 | -6.1663 | -9.8751 |  | 8.489 | 7.833 | 7.2977 | 6.6637 | 6.046 | 5.4999 | 5.2504 | 4.7525 | 3.3437 | 1.819 | 0.36631 | -3.9349 | -10.2638 | -14.0195 | -13.4408 |  | 13.126 | 12.47 | 11.9347 | 11.3007 | 10.683 | 10.1369 | 9.8874 | 9.3895 | 7.9807 | 6.456 | 5.0033 | 0.70209 | -5.6268 | -9.3825 | -8.8038 |  | 395148 | 398108 | HARTSHEAD-HEYROD | STALYBRIDGE
| Tardy Gate | 11.4737 | 8.8428 | 7.9332 | 7.7794 | 7.3365 | 6.9801 | 6.6709 | 6.2868 | 5.8982 | 5.5097 | 5.2373 | 3.3616 | -1.5199 | -5.5776 | -8.4328 |  | 15.6107 | 12.9798 | 12.0702 | 11.9164 | 11.4735 | 11.1171 | 10.8079 | 10.4238 | 10.0352 | 9.6467 | 9.3743 | 7.4986 | 2.6171 | -1.4406 | -4.2958 |  | 11.4737 | 10.1771 | 9.7759 | 9.7486 | 9.4604 | 9.2646 | 9.0273 | 8.571 | 8.0689 | 7.7287 | 7.4802 | 6.6101 | 5.4993 | 4.7579 | 4.3411 |  | 15.6107 | 14.3141 | 13.9129 | 13.8856 | 13.5974 | 13.4016 | 13.1643 | 12.708 | 12.2059 | 11.8657 | 11.6172 | 10.7471 | 9.6363 | 8.8949 | 8.4781 |  | 11.4737 | 9.6437 | 8.9339 | 8.7881 | 8.3911 | 8.1093 | 7.8832 | 7.5658 | 7.2028 | 6.8183 | 6.5304 | 5.5434 | 4.3062 | 3.4976 | 3.1657 |  | 15.6107 | 13.7807 | 13.0709 | 12.9251 | 12.5281 | 12.2463 | 12.0202 | 11.7028 | 11.3398 | 10.9553 | 10.6674 | 9.6804 | 8.4432 | 7.6346 | 7.3027 |  | 11.4737 | 8.083 | 7.05 | 6.9406 | 6.5402 | 6.2534 | 6.046 | 5.7832 | 5.4935 | 5.1621 | 4.9488 | 3.1618 | -1.5526 | -5.4319 | -8.0066 |  | 15.6107 | 12.22 | 11.187 | 11.0776 | 10.6772 | 10.3904 | 10.183 | 9.9202 | 9.6305 | 9.2991 | 9.0858 | 7.2988 | 2.5844 | -1.2949 | -3.8696 |  | 11.4737 | 7.7345 | 6.667 | 6.5957 | 6.2175 | 5.9728 | 5.8002 | 5.4216 | 4.3898 | 3.2881 | 2.3025 | -0.80207 | -5.1837 | -7.9256 | -7.6257 |  | 15.6107 | 11.8715 | 10.804 | 10.7327 | 10.3545 | 10.1098 | 9.9372 | 9.5586 | 8.5268 | 7.4251 | 6.4395 | 3.3349 | -1.0467 | -3.7886 | -3.4887 |  | 353958 | 426066 | RIBBLE | PENWORTHAM
| Tarleton | 6.537 | 4.6175 | 3.7802 | 3.2576 | 2.611 | 2.0294 | 1.334 | 0.8614 | 0.18444 | -0.2558 | -0.66013 | -2.6234 | -6.9072 | -9.7214 | -12.2704 |  | 11.174 | 9.2545 | 8.4172 | 7.8946 | 7.248 | 6.6664 | 5.971 | 5.4984 | 4.8214 | 4.3812 | 3.9769 | 2.0136 | -2.2702 | -5.0844 | -7.6334 |  | 6.537 | 5.943 | 5.871 | 5.7622 | 5.5464 | 5.4318 | 5.0749 | 4.6638 | 4.0079 | 3.732 | 3.4485 | 2.5193 | 1.2928 | 0.58255 | 0.14292 |  | 11.174 | 10.58 | 10.508 | 10.3992 | 10.1834 | 10.0688 | 9.7119 | 9.3008 | 8.6449 | 8.369 | 8.0855 | 7.1563 | 5.9298 | 5.2196 | 4.7799 |  | 6.537 | 5.8279 | 5.279 | 4.8381 | 4.3295 | 3.9221 | 3.4828 | 3.1235 | 2.5941 | 2.1437 | 1.687 | 0.31892 | -1.3848 | -2.1917 | -2.3346 |  | 11.174 | 10.4649 | 9.916 | 9.4751 | 8.9665 | 8.5591 | 8.1198 | 7.7605 | 7.2311 | 6.7807 | 6.324 | 4.9559 | 3.2522 | 2.4453 | 2.3024 |  | 6.537 | 4.0752 | 3.1901 | 2.7272 | 2.1465 | 1.6717 | 1.131 | 0.84661 | 0.32716 | -0.024071 | -0.33771 | -2.1069 | -6.1783 | -8.545 | -10.6683 |  | 11.174 | 8.7122 | 7.8271 | 7.3642 | 6.7835 | 6.3087 | 5.768 | 5.4836 | 4.9642 | 4.6129 | 4.2993 | 2.5301 | -1.5413 | -3.908 | -6.0313 |  | 6.537 | 3.8152 | 2.8995 | 2.4532 | 1.899 | 1.4888 | 1.0207 | 0.77323 | -0.21091 | -1.1138 | -2.0297 | -4.8242 | -8.2551 | -9.9171 | -9.6969 |  | 11.174 | 8.4522 | 7.5365 | 7.0902 | 6.536 | 6.1258 | 5.6577 | 5.4102 | 4.4261 | 3.5232 | 2.6073 | -0.18719 | -3.6181 | -5.2801 | -5.0599 |  | 344741 | 422417 | WRIGHTINGTON | PENWORTHAM
| The Height | 6.1491 | 5.3042 | 4.7845 | 4.6209 | 4.2094 | 3.8295 | 3.5607 | 3.021 | 2.6232 | 2.3322 | 2.0219 | -0.0029008 | -5.5062 | -10.0173 | -13.2574 |  | 16.8491 | 16.0042 | 15.4845 | 15.3209 | 14.9094 | 14.5295 | 14.2607 | 13.721 | 13.3232 | 13.0322 | 12.7219 | 10.6971 | 5.1938 | 0.68274 | -2.5574 |  | 6.1491 | 5.5002 | 5.1959 | 5.1592 | 4.8433 | 4.6462 | 4.4248 | 3.9797 | 3.512 | 3.311 | 3.0575 | 2.2165 | 1.1254 | 0.28299 | -0.29331 |  | 16.8491 | 16.2002 | 15.8959 | 15.8592 | 15.5433 | 15.3462 | 15.1248 | 14.6797 | 14.212 | 14.011 | 13.7575 | 12.9165 | 11.8254 | 10.983 | 10.4067 |  | 6.1491 | 5.5381 | 5.0909 | 4.9649 | 4.6194 | 4.3435 | 4.1852 | 3.718 | 3.3763 | 3.0914 | 2.7787 | 1.7471 | 0.44018 | -0.50006 | -1.0163 |  | 16.8491 | 16.2381 | 15.7909 | 15.6649 | 15.3194 | 15.0435 | 14.8852 | 14.418 | 14.0763 | 13.7914 | 13.4787 | 12.4471 | 11.1402 | 10.1999 | 9.6837 |  | 6.1491 | 5.2254 | 4.7269 | 4.5879 | 4.2038 | 3.8636 | 3.6207 | 3.1303 | 2.7717 | 2.4637 | 2.1412 | -0.033702 | -5.4604 | -9.8535 | -12.7189 |  | 16.8491 | 15.9254 | 15.4269 | 15.2879 | 14.9038 | 14.5636 | 14.3207 | 13.8303 | 13.4717 | 13.1637 | 12.8412 | 10.6663 | 5.2396 | 0.84653 | -2.0189 |  | 6.1491 | 5.2173 | 4.752 | 4.6392 | 4.1797 | 3.8618 | 3.6321 | 3.075 | 1.8776 | 0.71287 | -0.47621 | -4.1575 | -9.29 | -12.3565 | -11.9122 |  | 16.8491 | 15.9173 | 15.452 | 15.3392 | 14.8797 | 14.5618 | 14.3321 | 13.775 | 12.5776 | 11.4129 | 10.2238 | 6.5425 | 1.41 | -1.6565 | -1.2122 |  | 379792 | 400497 | AGECROFT | KEARSLEY
| Thorley Ln | 31.649 | 31.4378 | 31.4125 | 31.4125 | 31.4125 | 31.4125 | 31.4125 | 31.4125 | 31.4125 | 31.4125 | 31.4125 | 31.4125 | 31.4125 | 31.4125 | 31.4125 |  | 37.649 | 37.4378 | 37.4125 | 37.4125 | 37.4125 | 37.4125 | 37.4125 | 37.4125 | 37.4125 | 37.4125 | 37.4125 | 37.4125 | 37.4125 | 37.4125 | 37.4125 |  | 31.649 | 31.6236 | 31.6206 | 31.6206 | 31.6206 | 31.6206 | 31.6206 | 31.6206 | 31.6206 | 31.6206 | 31.6206 | 31.6206 | 31.6206 | 31.6206 | 31.6206 |  | 37.649 | 37.6236 | 37.6206 | 37.6206 | 37.6206 | 37.6206 | 37.6206 | 37.6206 | 37.6206 | 37.6206 | 37.6206 | 37.6206 | 37.6206 | 37.6206 | 37.6206 |  | 31.649 | 31.6025 | 31.5969 | 31.5969 | 31.5969 | 31.5969 | 31.5969 | 31.5969 | 31.5969 | 31.5969 | 31.5969 | 31.5969 | 31.5969 | 31.5969 | 31.5969 |  | 37.649 | 37.6025 | 37.5969 | 37.5969 | 37.5969 | 37.5969 | 37.5969 | 37.5969 | 37.5969 | 37.5969 | 37.5969 | 37.5969 | 37.5969 | 37.5969 | 37.5969 |  | 31.649 | 31.3533 | 31.3179 | 31.3179 | 31.3179 | 31.3179 | 31.3179 | 31.3179 | 31.3179 | 31.3179 | 31.3179 | 31.3179 | 31.3179 | 31.3179 | 31.3179 |  | 37.649 | 37.3533 | 37.3179 | 37.3179 | 37.3179 | 37.3179 | 37.3179 | 37.3179 | 37.3179 | 37.3179 | 37.3179 | 37.3179 | 37.3179 | 37.3179 | 37.3179 |  | 31.649 | 31.3111 | 31.2706 | 31.2706 | 31.2706 | 31.2706 | 31.2706 | 31.2706 | 31.2706 | 31.2706 | 31.2706 | 31.2706 | 31.2706 | 31.2706 | 31.2706 |  | 37.649 | 37.3111 | 37.2706 | 37.2706 | 37.2706 | 37.2706 | 37.2706 | 37.2706 | 37.2706 | 37.2706 | 37.2706 | 37.2706 | 37.2706 | 37.2706 | 37.2706 |  | 381499 | 386063 | MOSS NOOK | SOUTH MANCHESTER
| Thornton | 11.27 | 9.9099 | 9.429 | 9.1473 | 8.7866 | 8.4454 | 8.0412 | 7.7456 | 7.3744 | 7.0394 | 2.4273 | 0.63489 | -6.3772 | -10.2161 | -13.0936 |  | 15.907 | 14.5469 | 14.066 | 13.7843 | 13.4236 | 13.0824 | 12.6782 | 12.3826 | 12.0114 | 11.6764 | 7.0643 | 5.2719 | -1.7402 | -5.5791 | -8.4566 |  | 11.27 | 10.3153 | 10.1117 | 9.9525 | 9.7017 | 9.4821 | 9.1213 | 8.7404 | 8.2387 | 7.9743 | 7.6974 | 6.8685 | 5.7967 | 5.2072 | 4.7967 |  | 15.907 | 14.9523 | 14.7487 | 14.5895 | 14.3387 | 14.1191 | 13.7583 | 13.3774 | 12.8757 | 12.6113 | 12.3344 | 11.5055 | 10.4337 | 9.8442 | 9.4337 |  | 11.27 | 10.2824 | 9.9028 | 9.6425 | 9.3264 | 9.0656 | 8.7562 | 8.5243 | 8.183 | 7.853 | 3.2327 | 2.3556 | -0.95355 | -1.5448 | -1.8543 |  | 15.907 | 14.9194 | 14.5398 | 14.2795 | 13.9634 | 13.7026 | 13.3932 | 13.1613 | 12.82 | 12.49 | 7.8697 | 6.9926 | 3.6834 | 3.0922 | 2.7827 |  | 11.27 | 9.7162 | 9.2315 | 8.9829 | 8.6636 | 8.3937 | 8.0908 | 6.0624 | 5.8038 | 5.5808 | 0.1742 | -2.4333 | -7.1833 | -10.8185 | -13.4618 |  | 15.907 | 14.3532 | 13.8685 | 13.6199 | 13.3006 | 13.0307 | 12.7278 | 10.6994 | 10.4408 | 10.2178 | 4.8112 | 2.2037 | -2.5463 | -6.1815 | -8.8248 |  | 11.27 | 9.6542 | 9.2002 | 8.9862 | 8.7046 | 8.2286 | 7.9896 | 7.7304 | 5.7132 | 0.4311 | -1.4948 | -4.4743 | -8.7404 | -11.2891 | -10.9698 |  | 15.907 | 14.2912 | 13.8372 | 13.6232 | 13.3416 | 12.8656 | 12.6266 | 12.3674 | 10.3502 | 5.0681 | 3.1422 | 0.16274 | -4.1034 | -6.6521 | -6.3328 |  | 334207 | 442111 | BISPHAM | PENWORTHAM
| Townley St | 7.026 | 5.2818 | 4.8704 | 4.6963 | 4.4789 | 4.3453 | 4.155 | 3.9365 | 3.77 | 3.6343 | 3.4843 | 2.5976 | 0.26858 | -1.571 | -2.823 |  | 23.284 | 21.5398 | 21.1284 | 20.9543 | 20.7369 | 20.6033 | 20.413 | 20.1945 | 20.028 | 19.8923 | 19.7423 | 18.8556 | 16.5266 | 14.687 | 13.435 |  | 7.026 | 6.6007 | 6.5254 | 6.4392 | 6.3399 | 6.2885 | 6.1116 | 5.8141 | 5.538 | 5.4047 | 5.2839 | 4.9921 | 4.6818 | 4.5764 | 4.5791 |  | 23.284 | 22.8587 | 22.7834 | 22.6972 | 22.5979 | 22.5465 | 22.3696 | 22.0721 | 21.796 | 21.6627 | 21.5419 | 21.2501 | 20.9398 | 20.8344 | 20.8371 |  | 7.026 | 6.499 | 6.2498 | 6.0838 | 5.8935 | 5.7796 | 5.6425 | 5.4681 | 5.3274 | 5.1934 | 5.0413 | 4.6192 | 4.1259 | 3.9094 | 3.8874 |  | 23.284 | 22.757 | 22.5078 | 22.3418 | 22.1515 | 22.0376 | 21.9005 | 21.7261 | 21.5854 | 21.4514 | 21.2993 | 20.8772 | 20.3839 | 20.1674 | 20.1454 |  | 7.026 | 4.6944 | 4.2379 | 4.0937 | 3.9066 | 3.8252 | 3.7064 | 3.5708 | 3.4749 | 3.3869 | 3.2867 | 2.5211 | 0.39328 | -1.2708 | -2.3606 |  | 23.284 | 20.9524 | 20.4959 | 20.3517 | 20.1646 | 20.0832 | 19.9644 | 19.8288 | 19.7329 | 19.6449 | 19.5447 | 18.7791 | 16.6513 | 14.9872 | 13.8974 |  | 7.026 | 4.4135 | 3.9485 | 3.8258 | 3.6607 | 3.6102 | 3.5192 | 3.3389 | 2.8687 | 2.389 | 1.8874 | 0.43222 | -1.5443 | -2.6594 | -2.3016 |  | 23.284 | 20.6715 | 20.2065 | 20.0838 | 19.9187 | 19.8682 | 19.7772 | 19.5969 | 19.1267 | 18.647 | 18.1454 | 16.6902 | 14.7137 | 13.5986 | 13.9564 |  | 387242 | 405960 | CHADDERTON | WHITEGATE
| Trafford | 5.602 | 5.718 | 5.4386 | 5.0106 | 4.5682 | 4.1348 | 3.7785 | 3.5078 | 3.359 | 3.1918 | 3.0159 | 2.3044 | 0.51921 | -1.0059 | -2.3282 |  | 12.602 | 12.718 | 12.4386 | 12.0106 | 11.5682 | 11.1348 | 10.7785 | 10.5078 | 10.359 | 10.1918 | 10.0159 | 9.3044 | 7.5192 | 5.9941 | 4.6718 |  | 5.602 | 5.9543 | 6.1105 | 6.0428 | 5.9269 | 5.8113 | 5.622 | 5.4459 | 5.3973 | 5.3741 | 5.3422 | 5.2171 | 5.0174 | 4.8193 | 4.7078 |  | 12.602 | 12.9543 | 13.1105 | 13.0428 | 12.9269 | 12.8113 | 12.622 | 12.4459 | 12.3973 | 12.3741 | 12.3422 | 12.2171 | 12.0174 | 11.8193 | 11.7078 |  | 5.602 | 5.9749 | 5.7308 | 5.3143 | 4.8757 | 4.4484 | 4.0977 | 3.8402 | 3.6913 | 3.5288 | 3.3625 | 2.8702 | 2.1657 | 1.5937 | 1.2141 |  | 12.602 | 12.9749 | 12.7308 | 12.3143 | 11.8757 | 11.4484 | 11.0977 | 10.8402 | 10.6913 | 10.5288 | 10.3625 | 9.8702 | 9.1657 | 8.5937 | 8.2141 |  | 5.602 | 5.6409 | 5.1384 | 4.4981 | 3.8318 | 3.4087 | 3.0576 | 2.7954 | 2.6402 | 2.4481 | 2.2347 | 1.3497 | -0.51616 | -1.8249 | -2.4473 |  | 12.602 | 12.6409 | 12.1384 | 11.4981 | 10.8318 | 10.4087 | 10.0576 | 9.7954 | 9.6402 | 9.4481 | 9.2347 | 8.3497 | 6.4838 | 5.1751 | 4.5527 |  | 5.602 | 5.5814 | 5.0695 | 4.4192 | 3.7192 | 3.2614 | 2.8638 | 2.5453 | 2.1567 | 1.7372 | 1.31 | 0.027566 | -1.7992 | -2.7458 | -2.5737 |  | 12.602 | 12.5814 | 12.0695 | 11.4192 | 10.7192 | 10.2614 | 9.8638 | 9.5453 | 9.1567 | 8.7372 | 8.31 | 7.0276 | 5.2008 | 4.2542 | 4.4263 |  | 380714 | 396551 | STRETFORD | SOUTH MANCHESTER
| Trafford Park North | 5.1267 | 5.0188 | 4.9353 | 4.7297 | 4.6749 | 4.6431 | 4.4652 | 4.3242 | 4.3565 | 1.115 | -2.212 | -5.3302 | -5.4293 | -5.1002 | -5.0095 |  | 10.3767 | 10.2688 | 10.1853 | 9.9797 | 9.9249 | 9.8931 | 9.7152 | 9.5742 | 9.6065 | 6.365 | 3.038 | -0.080178 | -0.17931 | 0.14976 | 0.24045 |  | 5.1267 | 5.3715 | 5.5836 | 5.6156 | 5.8026 | 6.042 | 6.0834 | 6.0885 | 6.17 | 6.1184 | 6.1063 | 6.1185 | 6.1302 | 5.9592 | 5.8436 |  | 10.3767 | 10.6215 | 10.8336 | 10.8656 | 11.0526 | 11.292 | 11.3334 | 11.3385 | 11.42 | 11.3684 | 11.3563 | 11.3685 | 11.3802 | 11.2092 | 11.0936 |  | 5.1267 | 5.3549 | 5.3057 | 5.1061 | 5.0464 | 5.0119 | 4.8379 | 4.7033 | 4.7309 | 1.4931 | -1.8269 | -4.9171 | -4.7919 | -4.262 | -3.9459 |  | 10.3767 | 10.6049 | 10.5557 | 10.3561 | 10.2964 | 10.2619 | 10.0879 | 9.9533 | 9.9809 | 6.7431 | 3.4231 | 0.33287 | 0.45808 | 0.98795 | 1.3041 |  | 5.1267 | 4.8704 | 4.7904 | 4.6075 | 4.5719 | 4.5496 | 4.3745 | 4.2374 | 4.2691 | 1.2742 | -1.7591 | -4.701 | -5.4324 | -5.2494 | -5.0096 |  | 10.3767 | 10.1204 | 10.0404 | 9.8575 | 9.8219 | 9.7996 | 9.6245 | 9.4874 | 9.5191 | 6.5242 | 3.4909 | 0.54901 | -0.1824 | 0.00055026 | 0.24039 |  | 5.1267 | 4.7829 | 4.6916 | 4.5009 | 0.65611 | -6.4745 | -6.0828 | -5.6809 | -4.9571 | -4.9873 | -4.9056 | -5.091 | -6.2494 | -5.7684 | -5.2979 |  | 10.3767 | 10.0329 | 9.9416 | 9.7509 | 5.9061 | -1.2245 | -0.83282 | -0.43093 | 0.29287 | 0.26266 | 0.34437 | 0.15895 | -0.99937 | -0.51836 | -0.047872 |  | 378738 | 397694 | BARTON | CARRINGTON
| Trimpell | 20.5302 | 19.8272 | 19.5797 | 19.455 | 19.3844 | 19.3095 | 19.1964 | 19.1373 | 19.0573 | 18.9337 | 18.8317 | 18.3369 | 17.1588 | 15.869 | 15.3027 |  | -3.2848 | -3.9878 | -4.2353 | -4.36 | -4.4306 | -4.5055 | -4.6186 | -4.6777 | -4.7577 | -4.8813 | -4.9833 | -5.4781 | -6.6562 | -7.946 | -8.5123 |  | 20.5302 | 20.488 | 20.5124 | 20.5103 | 20.5619 | 20.6309 | 20.6323 | 20.6228 | 20.5751 | 20.5437 | 20.4898 | 20.311 | 19.9015 | 19.2487 | 19.1928 |  | -3.2848 | -3.327 | -3.3026 | -3.3047 | -3.2531 | -3.1841 | -3.1827 | -3.1922 | -3.2399 | -3.2713 | -3.3252 | -3.504 | -3.9135 | -4.5663 | -4.6222 |  | 20.5302 | 20.3513 | 20.2051 | 20.0799 | 20.0008 | 19.9231 | 19.8201 | 19.7583 | 19.6922 | 19.5919 | 19.4967 | 19.1316 | 18.5469 | 17.7261 | 17.692 |  | -3.2848 | -3.4637 | -3.6099 | -3.7351 | -3.8142 | -3.8919 | -3.9949 | -4.0567 | -4.1228 | -4.2231 | -4.3183 | -4.6834 | -5.2681 | -6.0889 | -6.123 |  | 20.5302 | 19.504 | 19.2039 | 19.089 | 19.0183 | 18.9169 | 18.7729 | 18.6664 | 18.5477 | 18.3466 | 18.151 | 17.2736 | 15.6379 | 14.1699 | 14.2727 |  | -3.2848 | -4.311 | -4.6111 | -4.726 | -4.7967 | -4.8981 | -5.0421 | -5.1486 | -5.2673 | -5.4684 | -5.664 | -6.5414 | -8.1771 | -9.6451 | -9.5423 |  | 20.5302 | 19.3339 | 18.9983 | 18.8699 | 18.7564 | 18.6103 | 18.3907 | 18.2174 | 17.9439 | 17.6086 | 17.2956 | 16.2294 | 14.6765 | 13.531 | 14.0923 |  | -3.2848 | -4.4811 | -4.8167 | -4.9451 | -5.0586 | -5.2047 | -5.4243 | -5.5976 | -5.8711 | -6.2064 | -6.5194 | -7.5856 | -9.1385 | -10.284 | -9.7227 |  | 341861 | 458979 | - | HEYSHAM
| Trinity | 28.4378 | 21.8869 | 20.5647 | 20.0408 | 19.5092 | 19.0122 | 18.4345 | 17.8033 | 17.0871 | 16.4451 | 16.0209 | 15.0288 | 13.1708 | 11.5186 | 10.2261 |  | 13.9378 | 7.3869 | 6.0647 | 5.5408 | 5.0092 | 4.5122 | 3.9345 | 3.3033 | 2.5871 | 1.9451 | 1.5209 | 0.52883 | -1.3292 | -2.9814 | -4.2739 |  | 28.4378 | 26.8345 | 26.4335 | 26.1694 | 25.9055 | 25.7108 | 25.3753 | 24.8792 | 24.2349 | 23.6809 | 23.3772 | 22.7385 | 21.7214 | 20.8093 | 20.0663 |  | 13.9378 | 12.3345 | 11.9335 | 11.6694 | 11.4055 | 11.2108 | 10.8753 | 10.3792 | 9.7349 | 9.1809 | 8.8772 | 8.2385 | 7.2214 | 6.3093 | 5.5663 |  | 28.4378 | 25.3654 | 24.4785 | 23.9443 | 23.4067 | 22.8861 | 22.3211 | 21.6946 | 20.9815 | 20.3287 | 19.9126 | 19.0114 | 17.6615 | 16.5096 | 15.6262 |  | 13.9378 | 10.8654 | 9.9785 | 9.4443 | 8.9067 | 8.3861 | 7.8211 | 7.1946 | 6.4815 | 5.8287 | 5.4126 | 4.5114 | 3.1615 | 2.0096 | 1.1262 |  | 28.4378 | 19.2905 | 17.6764 | 17.1949 | 16.6935 | 16.2274 | 15.711 | 15.1167 | 14.4332 | 13.8268 | 13.4243 | 12.5419 | 10.8998 | 9.485 | 8.4839 |  | 13.9378 | 4.7905 | 3.1764 | 2.6949 | 2.1935 | 1.7274 | 1.211 | 0.61668 | -0.066797 | -0.67319 | -1.0757 | -1.9581 | -3.6002 | -5.015 | -6.0161 |  | 28.4378 | 17.9832 | 16.2162 | 15.7523 | 15.2622 | 14.8068 | 14.3223 | 13.7303 | 12.9569 | 12.2485 | 11.7321 | 10.6573 | 9.0674 | 7.8043 | 7.2542 |  | 13.9378 | 3.4832 | 1.7162 | 1.2523 | 0.76221 | 0.30679 | -0.17772 | -0.76972 | -1.5431 | -2.2515 | -2.7679 | -3.8427 | -5.4326 | -6.6957 | -7.2458 |  | 382649 | 398230 | FREDERICK RD | KEARSLEY
| Tulketh | 9.1871 | 8.8145 | 8.2207 | 7.9338 | 7.3933 | 6.9521 | 6.5537 | 6.0842 | 5.615 | 5.1744 | 4.8437 | 2.2499 | -5.2104 | -11.4425 | -15.6184 |  | 13.3241 | 12.9515 | 12.3577 | 12.0708 | 11.5303 | 11.0891 | 10.6907 | 10.2212 | 9.752 | 9.3114 | 8.9807 | 6.3869 | -1.0734 | -7.3055 | -11.4814 |  | 9.1871 | 8.7698 | 8.516 | 8.4937 | 8.2162 | 8.0687 | 7.8455 | 7.365 | 6.8266 | 6.5276 | 6.3197 | 5.5601 | 4.6754 | 4.2284 | 4.1409 |  | 13.3241 | 12.9068 | 12.653 | 12.6307 | 12.3532 | 12.2057 | 11.9825 | 11.502 | 10.9636 | 10.6646 | 10.4567 | 9.6971 | 8.8124 | 8.3654 | 8.2779 |  | 9.1871 | 8.8565 | 8.3139 | 8.0884 | 7.6493 | 7.367 | 7.1511 | 6.823 | 6.4444 | 6.0256 | 5.6971 | 4.6664 | 3.4007 | 2.7321 | 2.682 |  | 13.3241 | 12.9935 | 12.4509 | 12.2254 | 11.7863 | 11.504 | 11.2881 | 10.96 | 10.5814 | 10.1626 | 9.8341 | 8.8034 | 7.5377 | 6.8691 | 6.819 |  | 9.1871 | 8.8645 | 8.3261 | 8.0784 | 7.5888 | 7.2345 | 6.9633 | 6.6494 | 6.3089 | 5.8984 | 5.564 | 3.1075 | -3.7979 | -9.7492 | -13.6948 |  | 13.3241 | 13.0015 | 12.4631 | 12.2154 | 11.7258 | 11.3715 | 11.1003 | 10.7864 | 10.4459 | 10.0354 | 9.701 | 7.2445 | 0.33912 | -5.6122 | -9.5578 |  | 9.1871 | 8.9144 | 8.4211 | 8.1949 | 7.7374 | 7.4372 | 7.2162 | 6.7207 | 5.0832 | 3.375 | 1.7966 | -2.8877 | -9.4937 | -13.5926 | -12.6395 |  | 13.3241 | 13.0514 | 12.5581 | 12.3319 | 11.8744 | 11.5742 | 11.3532 | 10.8577 | 9.2202 | 7.512 | 5.9336 | 1.2493 | -5.3567 | -9.4556 | -8.5025 |  | 352393 | 431036 | RIBBLE | PENWORTHAM
| Ulverston | 6.2711 | 4.8202 | 4.3334 | 4.0692 | 3.7017 | 3.33 | 3.0973 | 2.7292 | 2.4183 | 2.1344 | 1.9349 | 0.37687 | -3.9341 | -7.3402 | -9.6735 |  | 9.2711 | 7.8202 | 7.3334 | 7.0692 | 6.7017 | 6.33 | 6.0973 | 5.7292 | 5.4183 | 5.1344 | 4.9349 | 3.3769 | -0.93407 | -4.3402 | -6.6735 |  | 6.2711 | 5.5795 | 5.4535 | 5.3594 | 5.1733 | 5.0098 | 4.8966 | 4.5518 | 4.2138 | 4.0435 | 3.9245 | 3.4647 | 2.8166 | 2.3896 | 2.1924 |  | 9.2711 | 8.5795 | 8.4535 | 8.3594 | 8.1733 | 8.0098 | 7.8966 | 7.5518 | 7.2138 | 7.0435 | 6.9245 | 6.4647 | 5.8166 | 5.3896 | 5.1924 |  | 6.2711 | 5.3657 | 5.0165 | 4.7991 | 4.5107 | 4.2585 | 4.1488 | 3.8868 | 3.6182 | 3.3451 | 3.1287 | 2.4201 | 1.5321 | 1.0274 | 0.96461 |  | 9.2711 | 8.3657 | 8.0165 | 7.7991 | 7.5107 | 7.2585 | 7.1488 | 6.8868 | 6.6182 | 6.3451 | 6.1287 | 5.4201 | 4.5321 | 4.0274 | 3.9646 |  | 6.2711 | 4.427 | 3.8882 | 3.65 | 3.3089 | 2.9822 | 2.8203 | 2.5329 | 2.289 | 2.0509 | 1.9003 | 0.46583 | -3.6342 | -6.8639 | -9.0309 |  | 9.2711 | 7.427 | 6.8882 | 6.65 | 6.3089 | 5.9822 | 5.8203 | 5.5329 | 5.289 | 5.0509 | 4.9003 | 3.4658 | -0.63424 | -3.8639 | -6.0309 |  | 6.2711 | 4.2532 | 3.7042 | 3.482 | 3.1643 | 2.8844 | 2.7714 | 2.417 | 1.4908 | 0.5232 | -0.36778 | -3.0759 | -6.8316 | -9.0516 | -8.5384 |  | 9.2711 | 7.2532 | 6.7042 | 6.482 | 6.1643 | 5.8844 | 5.7714 | 5.417 | 4.4908 | 3.5232 | 2.6322 | -0.075912 | -3.8316 | -6.0516 | -5.5384 |  | 327495 | 477808 | ULVERSTON | HARKER
| Union Rd | 7.6302 | 7.1767 | 6.665 | 6.4156 | 5.9929 | 5.5603 | 5.2606 | 4.7449 | 3.7134 | 3.4813 | 3.2168 | 1.1477 | -4.8585 | -9.5707 | -12.8876 |  | 12.2672 | 11.8137 | 11.302 | 11.0526 | 10.6299 | 10.1973 | 9.8976 | 9.3819 | 8.3504 | 8.1183 | 7.8538 | 5.7847 | -0.22151 | -4.9337 | -8.2506 |  | 7.6302 | 7.2145 | 6.9551 | 7.0457 | 6.695 | 6.5135 | 6.3835 | 5.8288 | 5.2636 | 5.1285 | 4.8858 | 3.8882 | 2.7098 | 1.7896 | 1.2172 |  | 12.2672 | 11.8515 | 11.5921 | 11.6827 | 11.332 | 11.1505 | 11.0205 | 10.4658 | 9.9006 | 9.7655 | 9.5228 | 8.5252 | 7.3468 | 6.4266 | 5.8542 |  | 7.6302 | 7.2877 | 6.835 | 6.6142 | 6.2556 | 5.9026 | 5.7015 | 5.2806 | 4.2955 | 4.0778 | 3.7889 | 2.8912 | 1.2541 | 0.43799 | 0.11981 |  | 12.2672 | 11.9247 | 11.472 | 11.2512 | 10.8926 | 10.5396 | 10.3385 | 9.9176 | 8.9325 | 8.7148 | 8.4259 | 7.5282 | 5.8911 | 5.075 | 4.7568 |  | 7.6302 | 7.1654 | 6.6822 | 6.4297 | 6.0128 | 5.5819 | 4.7631 | 4.327 | 3.8407 | 3.6002 | 3.3145 | 0.59719 | -4.6737 | -9.2473 | -12.3434 |  | 12.2672 | 11.8024 | 11.3192 | 11.0667 | 10.6498 | 10.2189 | 9.4001 | 8.964 | 8.4777 | 8.2372 | 7.9515 | 5.2342 | -0.036678 | -4.6103 | -7.7064 |  | 7.6302 | 7.1967 | 6.7659 | 6.5583 | 4.897 | 4.0214 | 3.9167 | 3.4966 | 2.339 | 1.2359 | 0.083484 | -3.5464 | -8.3914 | -11.6368 | -11.2504 |  | 12.2672 | 11.8337 | 11.4029 | 11.1953 | 9.534 | 8.6584 | 8.5537 | 8.1336 | 6.976 | 5.8729 | 4.7205 | 1.0906 | -3.7544 | -6.9998 | -6.6134 |  | 372174 | 410598 | BOLTON | KEARSLEY
| Upholland | 5.3505 | 4.3646 | 3.9202 | 3.4117 | 2.8857 | 2.3288 | 1.7466 | 1.2589 | 0.757 | 0.26491 | -0.14187 | -2.5381 | -8.9621 | -13.8116 | -17.4494 |  | 8.8505 | 7.8646 | 7.4202 | 6.9117 | 6.3857 | 5.8288 | 5.2466 | 4.7589 | 4.257 | 3.7649 | 3.3581 | 0.96189 | -5.4621 | -10.3116 | -13.9494 |  | 5.3505 | 4.3714 | 4.2308 | 3.9728 | 3.6913 | 3.4192 | 3.0419 | 2.5501 | 2.0248 | 1.6629 | 1.336 | 0.42206 | -0.79308 | -1.4869 | -1.8608 |  | 8.8505 | 7.8714 | 7.7308 | 7.4728 | 7.1913 | 6.9192 | 6.5419 | 6.0501 | 5.5248 | 5.1629 | 4.836 | 3.9221 | 2.7069 | 2.0131 | 1.6392 |  | 5.3505 | 4.4204 | 4.0174 | 3.5719 | 3.1551 | 2.7811 | 2.4177 | 2.1014 | 1.6412 | 1.1191 | 0.63555 | -0.74286 | -2.4254 | -3.1759 | -3.1867 |  | 8.8505 | 7.9204 | 7.5174 | 7.0719 | 6.6551 | 6.2811 | 5.9177 | 5.6014 | 5.1412 | 4.6191 | 4.1356 | 2.7571 | 1.0746 | 0.32412 | 0.31334 |  | 5.3505 | 4.4003 | 4.0033 | 3.5288 | 3.0499 | 2.5861 | 2.1391 | 1.8184 | 1.4586 | 0.95173 | 0.5182 | -1.8257 | -7.5691 | -12.074 | -15.5009 |  | 8.8505 | 7.9003 | 7.5033 | 7.0288 | 6.5499 | 6.0861 | 5.6391 | 5.3184 | 4.9586 | 4.4517 | 4.0182 | 1.6743 | -4.0691 | -8.574 | -12.0009 |  | 5.3505 | 4.4542 | 4.1002 | 3.6498 | 3.217 | 2.8434 | 2.4996 | 2.1213 | 0.85348 | -0.53998 | -1.8922 | -5.7984 | -11.1505 | -14.2564 | -13.7405 |  | 8.8505 | 7.9542 | 7.6002 | 7.1498 | 6.717 | 6.3434 | 5.9996 | 5.6213 | 4.3535 | 2.96 | 1.6078 | -2.2984 | -7.6505 | -10.7564 | -10.2405 |  | 352531 | 404369 | ORRELL | KIRKBY
| Urmston | 11.8 | 10.5138 | 10.1987 | 9.8555 | 9.5122 | 9.0933 | 8.7977 | 8.4607 | 8.1282 | 7.7755 | 7.505 | 5.7465 | 0.8084 | -3.1731 | -6.0134 |  | 16.437 | 15.1508 | 14.8357 | 14.4925 | 14.1492 | 13.7303 | 13.4347 | 13.0977 | 12.7652 | 12.4125 | 12.142 | 10.3835 | 5.4454 | 1.4639 | -1.3764 |  | 11.8 | 11.0011 | 10.9495 | 10.7752 | 10.5804 | 10.3472 | 10.1873 | 9.8409 | 9.4771 | 9.2519 | 9.0511 | 8.4594 | 7.6669 | 7.2116 | 6.9363 |  | 16.437 | 15.6381 | 15.5865 | 15.4122 | 15.2174 | 14.9842 | 14.8243 | 14.4779 | 14.1141 | 13.8889 | 13.6881 | 13.0964 | 12.3039 | 11.8486 | 11.5733 |  | 11.8 | 10.9057 | 10.6627 | 10.3544 | 10.0695 | 9.75 | 9.5581 | 9.3041 | 9.0156 | 8.6832 | 8.4105 | 7.6137 | 6.6168 | 6.0793 | 5.8936 |  | 16.437 | 15.5427 | 15.2997 | 14.9914 | 14.7065 | 14.387 | 14.1951 | 13.9411 | 13.6526 | 13.3202 | 13.0475 | 12.2507 | 11.2538 | 10.7163 | 10.5306 |  | 11.8 | 10.2722 | 9.9569 | 9.6326 | 9.3129 | 8.9406 | 8.7333 | 8.4915 | 8.2304 | 7.9443 | 7.7256 | 6.0823 | 1.3517 | -2.4437 | -5.1325 |  | 16.437 | 14.9092 | 14.5939 | 14.2696 | 13.9499 | 13.5776 | 13.3703 | 13.1285 | 12.8674 | 12.5813 | 12.3626 | 10.7193 | 5.9887 | 2.1933 | -0.49547 |  | 11.8 | 10.1829 | 9.899 | 9.6025 | 9.3175 | 9.0008 | 8.8327 | 8.4938 | 7.4407 | 6.3274 | 5.2651 | 2.178 | -2.2308 | -4.8686 | -4.4811 |  | 16.437 | 14.8199 | 14.536 | 14.2395 | 13.9545 | 13.6378 | 13.4697 | 13.1308 | 12.0777 | 10.9644 | 9.9021 | 6.815 | 2.4062 | -0.23155 | 0.15593 |  | 377117 | 395709 | STRETFORD | SOUTH MANCHESTER
| Victoria Park | 6.5933 | 7.0628 | 6.86 | 6.4658 | 6.1952 | 6.0418 | 13.7264 | 13.5904 | 13.5111 | 13.3192 | 13.1142 | 12.6815 | 12.1493 | 11.6725 | 11.5066 |  | 13.0933 | 13.5628 | 13.36 | 12.9658 | 12.6952 | 12.5418 | 12.2264 | 12.0904 | 12.0111 | 11.8192 | 11.6142 | 11.1815 | 10.6493 | 10.1725 | 10.0066 |  | 6.5933 | 7.0157 | 7.304 | 7.3752 | 7.591 | 7.9607 | 16.0474 | 16.1526 | 16.1898 | 16.1224 | 16.1134 | 16.1544 | 16.4453 | 16.6931 | 17.0714 |  | 13.0933 | 13.5157 | 13.804 | 13.8752 | 14.091 | 14.4607 | 14.5474 | 14.6526 | 14.6898 | 14.6224 | 14.6134 | 14.6544 | 14.9453 | 15.1931 | 15.5714 |  | 6.5933 | 7.0726 | 6.8736 | 6.4842 | 6.2175 | 6.0686 | 13.7585 | 13.6271 | 13.5489 | 13.3571 | 13.1516 | 12.7821 | 12.5639 | 12.393 | 12.4798 |  | 13.0933 | 13.5726 | 13.3736 | 12.9842 | 12.7175 | 12.5686 | 12.2585 | 12.1271 | 12.0489 | 11.8571 | 11.6516 | 11.2821 | 11.0639 | 10.893 | 10.9798 |  | 6.5933 | 7.1041 | 6.9444 | 6.5938 | 6.3667 | 6.2597 | 13.9929 | 13.9061 | 13.8727 | 13.7327 | 13.5833 | 13.3247 | 13.1146 | 12.9899 | 13.1771 |  | 13.0933 | 13.6041 | 13.4444 | 13.0938 | 12.8667 | 12.7597 | 12.4929 | 12.4061 | 12.3727 | 12.2327 | 12.0833 | 11.8247 | 11.6146 | 11.4899 | 11.6771 |  | 6.5933 | 7.1088 | 6.9539 | 6.6085 | 6.387 | 6.2859 | 14.0255 | 13.9444 | 13.8526 | 13.648 | 13.4327 | 13.0436 | 12.8358 | 12.7729 | 13.2085 |  | 13.0933 | 13.6088 | 13.4539 | 13.1085 | 12.887 | 12.7859 | 12.5255 | 12.4444 | 12.3526 | 12.148 | 11.9327 | 11.5436 | 11.3358 | 11.2729 | 11.7085 |  | 385373 | 395948 | LONGSIGHT | BREDBURY
| Warbreck | 8.3891 | 7.8422 | 7.5919 | 7.4344 | 7.1932 | 6.9483 | 6.6722 | 6.4272 | 6.1776 | 5.9471 | 5.7299 | 4.291 | -0.048714 | -3.5791 | -6.3012 |  | 11.8891 | 11.3422 | 11.0919 | 10.9344 | 10.6932 | 10.4483 | 10.1722 | 9.9272 | 9.6776 | 9.4471 | 9.2299 | 7.791 | 3.4513 | -0.079061 | -2.8012 |  | 8.3891 | 7.8103 | 7.695 | 7.6452 | 7.5035 | 7.3871 | 7.1804 | 6.932 | 6.6237 | 6.4721 | 6.3297 | 5.88 | 5.2269 | 4.8088 | 4.5087 |  | 11.8891 | 11.3103 | 11.195 | 11.1452 | 11.0035 | 10.8871 | 10.6804 | 10.432 | 10.1237 | 9.9721 | 9.8297 | 9.38 | 8.7269 | 8.3088 | 8.0087 |  | 8.3891 | 7.8662 | 7.6447 | 7.5257 | 7.3463 | 7.2018 | 7.053 | 6.8941 | 6.697 | 6.4912 | 6.2785 | 5.6968 | 4.9034 | 4.4406 | 4.2677 |  | 11.8891 | 11.3662 | 11.1447 | 11.0257 | 10.8463 | 10.7018 | 10.553 | 10.3941 | 10.197 | 9.9912 | 9.7785 | 9.1968 | 8.4034 | 7.9406 | 7.7677 |  | 8.3891 | 7.8648 | 7.6407 | 7.5027 | 7.2855 | 7.0856 | 6.8583 | 6.7018 | 6.4956 | 6.2993 | 6.1121 | 4.6715 | 0.36345 | -3.0804 | -5.5777 |  | 11.8891 | 11.3648 | 11.1407 | 11.0027 | 10.7855 | 10.5856 | 10.3583 | 10.2018 | 9.9956 | 9.7993 | 9.6121 | 8.1715 | 3.8634 | 0.41959 | -2.0777 |  | 8.3891 | 7.9078 | 7.7268 | 7.606 | 7.4056 | 7.222 | 7.0396 | 6.7618 | 5.8677 | 4.9302 | 3.9857 | 1.2418 | -2.7879 | -5.1514 | -4.825 |  | 11.8891 | 11.4078 | 11.2268 | 11.106 | 10.9056 | 10.722 | 10.5396 | 10.2618 | 9.3677 | 8.4302 | 7.4857 | 4.7418 | 0.71211 | -1.6514 | -1.325 |  | 331775 | 438420 | BISPHAM | PENWORTHAM
| Wardleworth | 10.9919 | 9.9579 | 9.8712 | 9.6348 | 9.1573 | 8.708 | 8.4643 | 8.2912 | 7.8217 | 7.5443 | 7.4554 | 6.2365 | 2.8547 | -0.26517 | -2.5762 |  | 15.6289 | 14.5949 | 14.5082 | 14.2718 | 13.7943 | 13.345 | 13.1013 | 12.9282 | 12.4587 | 12.1813 | 12.0924 | 10.8735 | 7.4917 | 4.3718 | 2.0608 |  | 10.9919 | 10.1741 | 10.3672 | 10.3509 | 10.1195 | 9.9524 | 9.8986 | 9.805 | 9.3735 | 9.2339 | 9.2251 | 8.6831 | 7.8165 | 7.2877 | 6.9022 |  | 15.6289 | 14.8111 | 15.0042 | 14.9879 | 14.7565 | 14.5894 | 14.5356 | 14.442 | 14.0105 | 13.8709 | 13.8621 | 13.3201 | 12.4535 | 11.9247 | 11.5392 |  | 10.9919 | 10.1057 | 10.0572 | 9.8467 | 9.4118 | 9.0271 | 8.8533 | 8.7313 | 8.2956 | 8.0293 | 7.9294 | 7.2486 | 6.3821 | 5.8055 | 5.4458 |  | 15.6289 | 14.7427 | 14.6942 | 14.4837 | 14.0488 | 13.6641 | 13.4903 | 13.3683 | 12.9326 | 12.6663 | 12.5664 | 11.8856 | 11.0191 | 10.4425 | 10.0828 |  | 10.9919 | 9.8258 | 9.7421 | 9.5176 | 9.0446 | 8.6082 | 8.3859 | 8.2422 | 7.7812 | 7.5052 | 7.4225 | 6.2429 | 3.3014 | 0.74197 | -1.3336 |  | 15.6289 | 14.4628 | 14.3791 | 14.1546 | 13.6816 | 13.2452 | 13.0229 | 12.8792 | 12.4182 | 12.1422 | 12.0595 | 10.8799 | 7.9384 | 5.379 | 3.3034 |  | 10.9919 | 9.7872 | 9.7353 | 9.5449 | 9.1081 | 8.7152 | 8.5324 | 8.358 | 7.4584 | 6.7118 | 6.157 | 4.1471 | 1.1153 | -0.91786 | -0.67054 |  | 15.6289 | 14.4242 | 14.3723 | 14.1819 | 13.7451 | 13.3522 | 13.1694 | 12.995 | 12.0954 | 11.3488 | 10.794 | 8.7841 | 5.7523 | 3.7191 | 3.9665 |  | 390339 | 414050 | BELFIELD | ROCHDALE
| Warton | 13.0652 | 12.1886 | 11.8372 | 11.4074 | 11.0679 | 10.6855 | 10.203 | 9.9246 | 9.5611 | 9.2965 | 9.024 | 8.1104 | 6.2889 | 5.1374 | 4.0687 |  | 17.7022 | 16.8256 | 16.4742 | 16.0444 | 15.7049 | 15.3225 | 14.84 | 14.5616 | 14.1981 | 13.9335 | 13.661 | 12.7474 | 10.9259 | 9.7744 | 8.7057 |  | 13.0652 | 12.7647 | 12.7955 | 12.6895 | 12.6432 | 12.601 | 12.4624 | 12.2475 | 12.0413 | 11.8814 | 11.7363 | 11.2852 | 10.6051 | 10.212 | 9.9366 |  | 17.7022 | 17.4017 | 17.4325 | 17.3265 | 17.2802 | 17.238 | 17.0994 | 16.8845 | 16.6783 | 16.5184 | 16.3733 | 15.9222 | 15.2421 | 14.849 | 14.5736 |  | 13.0652 | 12.6887 | 12.4515 | 12.0604 | 11.7757 | 11.4806 | 11.104 | 10.9061 | 10.5644 | 10.2784 | 9.9629 | 9.1658 | 8.1644 | 7.6403 | 7.4519 |  | 17.7022 | 17.3257 | 17.0885 | 16.6974 | 16.4127 | 16.1176 | 15.741 | 15.5431 | 15.2014 | 14.9154 | 14.5999 | 13.8028 | 12.8014 | 12.2773 | 12.0889 |  | 13.0652 | 11.9352 | 11.5599 | 11.1546 | 10.7735 | 10.4317 | 10.0617 | 9.8371 | 9.524 | 9.2964 | 9.0629 | 7.0542 | 5.4212 | 4.4917 | 3.625 |  | 17.7022 | 16.5722 | 16.1969 | 15.7916 | 15.4105 | 15.0687 | 14.6987 | 14.4741 | 14.161 | 13.9334 | 13.6999 | 11.6912 | 10.0582 | 9.1287 | 8.262 |  | 13.0652 | 11.8057 | 11.403 | 10.9278 | 10.6347 | 10.3267 | 8.5573 | 8.4558 | 8.0979 | 7.7587 | 7.3762 | 6.2821 | 4.9156 | 4.2334 | 4.1637 |  | 17.7022 | 16.4427 | 16.04 | 15.5648 | 15.2717 | 14.9637 | 13.1943 | 13.0928 | 12.7349 | 12.3957 | 12.0132 | 10.9191 | 9.5526 | 8.8704 | 8.8007 |  | 341290 | 428540 | PEEL | PENWORTHAM
| Waterhead | 15.6398 | 15.128 | 14.954 | 14.6609 | 14.4058 | 14.165 | 13.8827 | 13.6151 | 13.3637 | 13.1268 | 12.9192 | 11.4438 | 7.2187 | 3.8128 | 1.4289 |  | 20.2768 | 19.765 | 19.591 | 19.2979 | 19.0428 | 18.802 | 18.5197 | 18.2521 | 18.0007 | 17.7638 | 17.5562 | 16.0808 | 11.8557 | 8.4498 | 6.0659 |  | 15.6398 | 15.1051 | 15.0742 | 14.895 | 14.7469 | 14.6297 | 14.4238 | 14.138 | 13.8466 | 13.6735 | 13.5098 | 13.0327 | 12.4105 | 12.0436 | 11.8066 |  | 20.2768 | 19.7421 | 19.7112 | 19.532 | 19.3839 | 19.2667 | 19.0608 | 18.775 | 18.4836 | 18.3105 | 18.1468 | 17.6697 | 17.0475 | 16.6806 | 16.4436 |  | 15.6398 | 15.1522 | 15.0071 | 14.748 | 14.5463 | 14.3915 | 14.2108 | 14.0199 | 13.8112 | 13.592 | 13.3833 | 12.7857 | 12.0341 | 11.6093 | 11.4396 |  | 20.2768 | 19.7892 | 19.6441 | 19.385 | 19.1833 | 19.0285 | 18.8478 | 18.6569 | 18.4482 | 18.229 | 18.0203 | 17.4227 | 16.6711 | 16.2463 | 16.0766 |  | 15.6398 | 15.1504 | 15.0012 | 14.7275 | 14.4969 | 14.3 | 14.0819 | 13.8935 | 13.7075 | 13.5142 | 13.3537 | 11.9809 | 7.9217 | 4.6533 | 2.395 |  | 20.2768 | 19.7874 | 19.6382 | 19.3645 | 19.1339 | 18.937 | 18.7189 | 18.5305 | 18.3445 | 18.1512 | 17.9907 | 16.6179 | 12.5587 | 9.2903 | 7.032 |  | 15.6398 | 15.1853 | 15.0693 | 14.8159 | 14.6097 | 14.4497 | 14.2666 | 13.9805 | 13.0842 | 12.1536 | 11.2425 | 8.6005 | 4.8646 | 2.6429 | 3.0592 |  | 20.2768 | 19.8223 | 19.7063 | 19.4529 | 19.2467 | 19.0867 | 18.9036 | 18.6175 | 17.7212 | 16.7906 | 15.8795 | 13.2375 | 9.5016 | 7.2799 | 7.6962 |  | 394942 | 405940 | GREENHILL | WHITEGATE
| Waterswallows | 12.7174 | 12.6312 | 12.4228 | 12.2364 | 11.9147 | 11.6983 | 11.503 | 11.2645 | 10.9498 | 10.6993 | 10.5597 | 9.7719 | 8.1012 | 6.7631 | 5.8381 |  | 17.3544 | 17.2682 | 17.0598 | 16.8734 | 16.5517 | 16.3353 | 16.14 | 15.9015 | 15.5868 | 15.3363 | 15.1967 | 14.4089 | 12.7382 | 11.4001 | 10.4751 |  | 12.7174 | 12.7679 | 12.9315 | 13.0665 | 13.1004 | 13.2578 | 13.3801 | 13.353 | 13.0907 | 12.9815 | 12.8551 | 12.4474 | 11.9128 | 11.4568 | 11.2453 |  | 17.3544 | 17.4049 | 17.5685 | 17.7035 | 17.7374 | 17.8948 | 18.0171 | 17.99 | 17.7277 | 17.6185 | 17.4921 | 17.0844 | 16.5498 | 16.0938 | 15.8823 |  | 12.7174 | 12.7768 | 12.5953 | 12.4244 | 12.1258 | 11.9434 | 11.7859 | 11.5822 | 11.2777 | 11.0313 | 10.8903 | 10.3381 | 9.6621 | 9.0915 | 8.8836 |  | 17.3544 | 17.4138 | 17.2323 | 17.0614 | 16.7628 | 16.5804 | 16.4229 | 16.2192 | 15.9147 | 15.6683 | 15.5273 | 14.9751 | 14.2991 | 13.7285 | 13.5206 |  | 12.7174 | 12.5889 | 12.3975 | 12.2296 | 11.9178 | 11.7053 | 11.511 | 11.2753 | 10.9303 | 10.6515 | 10.4803 | 9.569 | 7.7774 | 6.6362 | 6.0074 |  | 17.3544 | 17.2259 | 17.0345 | 16.8666 | 16.5548 | 16.3423 | 16.148 | 15.9123 | 15.5673 | 15.2885 | 15.1173 | 14.206 | 12.4144 | 11.2732 | 10.6444 |  | 12.7174 | 12.5581 | 12.3632 | 12.1869 | 11.8551 | 11.5435 | 11.3353 | 11.0524 | 10.4923 | 9.9984 | 9.6206 | 8.3545 | 6.7554 | 5.9867 | 6.0701 |  | 17.3544 | 17.1951 | 17.0002 | 16.8239 | 16.4921 | 16.1805 | 15.9723 | 15.6894 | 15.1293 | 14.6354 | 14.2576 | 12.9915 | 11.3924 | 10.6237 | 10.7071 |  | 407734 | 375459 | BUXTON | STALYBRIDGE
| Weaste | 6.3798 | 5.3035 | 4.8135 | 4.5752 | 4.0386 | 3.8665 | 3.5457 | 3.3029 | 2.9656 | 2.7508 | 2.5597 | 1.3955 | -0.82964 | -2.7136 | -4.1539 |  | 13.3798 | 12.3035 | 11.8135 | 11.5752 | 11.0386 | 10.8665 | 10.5457 | 10.3029 | 9.9656 | 9.7508 | 9.5597 | 8.3955 | 6.1704 | 4.2864 | 2.8461 |  | 6.3798 | 6.1124 | 6.1135 | 6.2193 | 6.083 | 6.3201 | 6.3148 | 6.2533 | 6.0318 | 5.9724 | 5.922 | 5.5189 | 5.2648 | 4.9966 | 4.8549 |  | 13.3798 | 13.1124 | 13.1135 | 13.2193 | 13.083 | 13.3201 | 13.3148 | 13.2533 | 13.0318 | 12.9724 | 12.922 | 12.5189 | 12.2648 | 11.9966 | 11.8549 |  | 6.3798 | 5.8411 | 5.4324 | 5.2079 | 4.7047 | 4.567 | 4.2924 | 4.0878 | 3.7738 | 3.5691 | 3.3807 | 2.566 | 1.8268 | 1.1976 | 0.8556 |  | 13.3798 | 12.8411 | 12.4324 | 12.2079 | 11.7047 | 11.567 | 11.2924 | 11.0878 | 10.7738 | 10.5691 | 10.3807 | 9.566 | 8.8268 | 8.1976 | 7.8556 |  | 6.3798 | 4.8638 | 4.3471 | 4.1398 | 3.617 | 3.4635 | 3.1584 | 2.9388 | 2.6068 | 2.3855 | 2.1846 | 0.96867 | -1.195 | -2.8575 | -3.8869 |  | 13.3798 | 11.8638 | 11.3471 | 11.1398 | 10.617 | 10.4635 | 10.1584 | 9.9388 | 9.6068 | 9.3855 | 9.1846 | 7.9687 | 5.805 | 4.1425 | 3.1131 |  | 6.3798 | 4.645 | 4.1171 | 3.9235 | 3.3991 | 3.2513 | 2.9429 | 2.6883 | 2.0578 | 1.5268 | 1.0145 | -0.77742 | -2.8137 | -4.0336 | -3.8781 |  | 13.3798 | 11.645 | 11.1171 | 10.9235 | 10.3991 | 10.2513 | 9.9429 | 9.6883 | 9.0578 | 8.5268 | 8.0145 | 6.2226 | 4.1863 | 2.9664 | 3.1219 |  | 378751 | 398897 | FREDERICK RD | KEARSLEY
| Werneth | 14.2626 | 13.4939 | 13.1477 | 12.9156 | 12.5971 | 12.3448 | 12.003 | 11.6391 | 11.3451 | 11.0543 | 10.7873 | 9.1522 | 4.736 | 1.2055 | -1.3152 |  | 18.8996 | 18.1309 | 17.7847 | 17.5526 | 17.2341 | 16.9818 | 16.64 | 16.2761 | 15.9821 | 15.6913 | 15.4243 | 13.7892 | 9.373 | 5.8425 | 3.3218 |  | 14.2626 | 13.4558 | 13.2352 | 13.0926 | 12.8531 | 12.6917 | 12.3961 | 11.9819 | 11.6135 | 11.3793 | 11.1472 | 10.4424 | 9.4879 | 8.8236 | 8.3204 |  | 18.8996 | 18.0928 | 17.8722 | 17.7296 | 17.4901 | 17.3287 | 17.0331 | 16.6189 | 16.2505 | 16.0163 | 15.7842 | 15.0794 | 14.1249 | 13.4606 | 12.9574 |  | 14.2626 | 13.5188 | 13.2085 | 13.0102 | 12.7442 | 12.5766 | 12.3371 | 12.0502 | 11.7955 | 11.519 | 11.247 | 10.4325 | 9.3163 | 8.5737 | 8.159 |  | 18.8996 | 18.1558 | 17.8455 | 17.6472 | 17.3812 | 17.2136 | 16.9741 | 16.6872 | 16.4325 | 16.156 | 15.884 | 15.0695 | 13.9533 | 13.2107 | 12.796 |  | 14.2626 | 13.5147 | 13.1937 | 12.9803 | 12.6858 | 12.4747 | 12.194 | 11.9055 | 11.6707 | 11.4182 | 11.1911 | 9.5286 | 5.261 | 1.804 | -0.58195 |  | 18.8996 | 18.1517 | 17.8307 | 17.6173 | 17.3228 | 17.1117 | 16.831 | 16.5425 | 16.3077 | 16.0552 | 15.8281 | 14.1656 | 9.898 | 6.441 | 4.055 |  | 14.2626 | 13.5589 | 13.2835 | 13.1028 | 12.8428 | 12.6743 | 12.4315 | 12.0571 | 11.1398 | 10.1745 | 9.2209 | 6.4249 | 2.4047 | -0.003137 | 0.20707 |  | 18.8996 | 18.1959 | 17.9205 | 17.7398 | 17.4798 | 17.3113 | 17.0685 | 16.6941 | 15.7768 | 14.8115 | 13.8579 | 11.0619 | 7.0417 | 4.6339 | 4.8441 |  | 391273 | 403453 | GREENHILL | WHITEGATE
| Wesley Place Bacup | 13.0747 | 12.3122 | 12.0207 | 11.6951 | 11.3691 | 11.0119 | 10.6305 | 10.3001 | 9.9542 | 9.6268 | 9.3429 | 7.5297 | 2.4139 | -1.6888 | -4.6778 |  | 17.7117 | 16.9492 | 16.6577 | 16.3321 | 16.0061 | 15.6489 | 15.2675 | 14.9371 | 14.5912 | 14.2638 | 13.9799 | 12.1667 | 7.0509 | 2.9482 | -0.040838 |  | 13.0747 | 12.2907 | 12.1495 | 11.9244 | 11.6942 | 11.4496 | 11.1304 | 10.7562 | 10.3381 | 10.0773 | 9.836 | 9.153 | 8.1952 | 7.5652 | 7.0601 |  | 17.7117 | 16.9277 | 16.7865 | 16.5614 | 16.3312 | 16.0866 | 15.7674 | 15.3932 | 14.9751 | 14.7143 | 14.473 | 13.79 | 12.8322 | 12.2022 | 11.6971 |  | 13.0747 | 12.3564 | 12.1086 | 11.8292 | 11.565 | 11.3035 | 11.034 | 10.7873 | 10.4831 | 10.1683 | 9.8758 | 9.0506 | 7.9363 | 7.2353 | 6.8133 |  | 17.7117 | 16.9934 | 16.7456 | 16.4662 | 16.202 | 15.9405 | 15.671 | 15.4243 | 15.1201 | 14.8053 | 14.5128 | 13.6876 | 12.5733 | 11.8723 | 11.4503 |  | 13.0747 | 12.3373 | 12.0732 | 11.7704 | 11.4734 | 11.162 | 10.8446 | 10.5918 | 10.3112 | 10.0302 | 9.7935 | 8.0535 | 3.0779 | -0.87866 | -3.6523 |  | 17.7117 | 16.9743 | 16.7102 | 16.4074 | 16.1104 | 15.799 | 15.4816 | 15.2288 | 14.9482 | 14.6672 | 14.4305 | 12.6905 | 7.7149 | 3.7583 | 0.98472 |  | 13.0747 | 12.3861 | 12.1712 | 11.9122 | 11.6615 | 11.4048 | 11.1382 | 10.7921 | 9.6979 | 8.563 | 7.4552 | 4.2458 | -0.35127 | -3.1001 | -2.7641 |  | 17.7117 | 17.0231 | 16.8082 | 16.5492 | 16.2985 | 16.0418 | 15.7752 | 15.4291 | 14.3349 | 13.2 | 12.0922 | 8.8828 | 4.2857 | 1.5369 | 1.8729 |  | 386475 | 422130 | ROSSENDALE | PADIHAM
| West Didsbury | 8.8317 | 6.4829 | 5.9199 | 5.4237 | 4.9428 | 4.3941 | 3.9233 | 3.488 | 3.0244 | 2.5495 | 2.2012 | 0.45937 | -3.7262 | -6.7358 | -9.0139 |  | 15.8317 | 13.4829 | 12.9199 | 12.4237 | 11.9428 | 11.3941 | 10.9233 | 10.488 | 10.0244 | 9.5495 | 9.2012 | 7.4594 | 3.2738 | 0.26417 | -2.0139 |  | 8.8317 | 7.6967 | 7.6085 | 7.3888 | 7.1717 | 6.9169 | 6.6381 | 6.2326 | 5.7708 | 5.4386 | 5.172 | 4.3826 | 3.4798 | 3.0449 | 2.8118 |  | 15.8317 | 14.6967 | 14.6085 | 14.3888 | 14.1717 | 13.9169 | 13.6381 | 13.2326 | 12.7708 | 12.4386 | 12.172 | 11.3826 | 10.4798 | 10.0449 | 9.8118 |  | 8.8317 | 7.2799 | 6.8694 | 6.4632 | 6.1135 | 5.7491 | 5.4817 | 5.2165 | 4.9023 | 4.5239 | 4.193 | 3.2089 | 2.0489 | 1.4997 | 1.2755 |  | 15.8317 | 14.2799 | 13.8694 | 13.4632 | 13.1135 | 12.7491 | 12.4817 | 12.2165 | 11.9023 | 11.5239 | 11.193 | 10.2089 | 9.0489 | 8.4997 | 8.2755 |  | 8.8317 | 5.8455 | 5.2476 | 4.7826 | 4.3421 | 3.8687 | 3.5126 | 3.2154 | 2.8381 | 2.3632 | 2.0227 | 0.41353 | -3.2778 | -5.9953 | -8.074 |  | 15.8317 | 12.8455 | 12.2476 | 11.7826 | 11.3421 | 10.8687 | 10.5126 | 10.2154 | 9.8381 | 9.3632 | 9.0227 | 7.4135 | 3.7222 | 1.0047 | -1.074 |  | 8.8317 | 5.5448 | 4.9459 | 4.516 | 4.1147 | 3.6896 | 3.3818 | 3.1071 | 2.1793 | 1.134 | 0.17707 | -2.6395 | -6.2289 | -8.1866 | -7.7417 |  | 15.8317 | 12.5448 | 11.9459 | 11.516 | 11.1147 | 10.6896 | 10.3818 | 10.1071 | 9.1793 | 8.134 | 7.1771 | 4.3605 | 0.77108 | -1.1866 | -0.74168 |  | 383306 | 392514 | WEST DIDSBURY | SOUTH MANCHESTER
| Westgate | 8.0192 | 7.5312 | 7.029 | 6.3121 | 5.8784 | 5.2982 | 4.469 | 4.143 | 3.6121 | 3.0914 | 2.5556 | -0.10324 | -7.6942 | -14.8599 | -17.4619 |  | 12.6562 | 12.1682 | 11.666 | 10.9491 | 10.5154 | 9.9352 | 9.106 | 8.78 | 8.2491 | 7.7284 | 7.1926 | 4.5338 | -3.0572 | -10.2229 | -12.8249 |  | 2.6562 | 2.1337 | 2.0313 | 1.665 | 1.5622 | 1.3621 | 0.80121 | 0.48136 | -0.10417 | -0.422 | -0.79269 | -1.6091 | -2.8381 | -4.1606 | -3.6258 |  | 6.1562 | 5.6337 | 5.5313 | 5.165 | 5.0622 | 4.8621 | 4.3012 | 3.9814 | 3.3958 | 3.078 | 2.7073 | 1.8909 | 0.66195 | -0.66058 | -0.12582 |  | 2.6562 | 2.2341 | 1.7888 | 1.1644 | 0.86123 | 0.47941 | -0.10938 | -0.25674 | -0.68131 | -1.1461 | -1.6646 | -2.8453 | -4.477 | -5.9988 | -5.3438 |  | 6.1562 | 5.7341 | 5.2888 | 4.6644 | 4.3612 | 3.9794 | 3.3906 | 3.2433 | 2.8187 | 2.3539 | 1.8354 | 0.6547 | -0.977 | -2.4988 | -1.8438 |  | 2.6562 | 2.224 | 1.7825 | 1.1154 | 0.73257 | 0.23154 | -0.46898 | -0.65256 | -1.0698 | -1.538 | -2.0203 | -4.6113 | -12.1911 | -19.0515 | -21.4647 |  | 6.1562 | 5.724 | 5.2825 | 4.6154 | 4.2326 | 3.7315 | 3.031 | 2.8474 | 2.4302 | 1.962 | 1.4797 | -1.1113 | -8.6911 | -15.5515 | -17.9647 |  | 2.6562 | 2.2737 | 1.8739 | 1.2197 | 0.84915 | 0.38847 | -0.27626 | -0.59008 | -2.185 | -3.8977 | -5.6641 | -10.4425 | -17.5108 | -22.7341 | -20.4885 |  | 6.1562 | 5.7737 | 5.3739 | 4.7197 | 4.3491 | 3.8885 | 3.2237 | 2.9099 | 1.315 | -0.39765 | -2.1641 | -6.9425 | -14.0108 | -19.2341 | -16.9885 |  | 343077 | 463204 | LANCASTER | HEYSHAM
| Westhoughton | 5.4479 | 3.9677 | 3.0363 | 3.0837 | 2.4156 | 1.9227 | 1.4727 | 0.78546 | 0.2085 | -0.19215 | -0.6133 | -3.5966 | -11.5727 | -18.2561 | -23.0874 |  | 10.0849 | 8.6047 | 7.6733 | 7.7207 | 7.0526 | 6.5597 | 6.1097 | 5.4225 | 4.8455 | 4.4448 | 4.0237 | 1.0404 | -6.9357 | -13.6191 | -18.4504 |  | 5.4479 | 4.3483 | 3.8273 | 4.0679 | 3.6212 | 3.3662 | 3.0921 | 2.3199 | 1.5961 | 1.2746 | 0.90165 | -0.33514 | -1.7513 | -2.7644 | -3.3481 |  | 10.0849 | 8.9853 | 8.4643 | 8.7049 | 8.2582 | 8.0032 | 7.7291 | 6.9569 | 6.2331 | 5.9116 | 5.5386 | 4.3019 | 2.8857 | 1.8726 | 1.2889 |  | 5.4479 | 4.3483 | 3.5244 | 3.6184 | 3.0466 | 2.7003 | 2.423 | 1.8762 | 1.3648 | 0.97253 | 0.52994 | -0.91178 | -2.5614 | -3.6908 | -4.1369 |  | 10.0849 | 8.9853 | 8.1614 | 8.2554 | 7.6836 | 7.3373 | 7.06 | 6.5132 | 6.0018 | 5.6095 | 5.1669 | 3.7252 | 2.0756 | 0.94623 | 0.50013 |  | 5.4479 | 3.7987 | 2.905 | 2.9956 | 2.3849 | 1.9943 | 1.6918 | 1.1884 | 0.75968 | 0.43708 | 0.09574 | -2.7778 | -10.5362 | -16.9597 | -21.3529 |  | 10.0849 | 8.4357 | 7.542 | 7.6326 | 7.0219 | 6.6313 | 6.3288 | 5.8254 | 5.3967 | 5.0741 | 4.7327 | 1.8592 | -5.8992 | -12.3227 | -16.7159 |  | 5.4479 | 3.7673 | 2.9354 | 3.089 | 2.5359 | 2.1994 | 1.947 | 1.2642 | -0.44592 | -2.0937 | -3.788 | -8.9728 | -16.0983 | -20.5654 | -19.9619 |  | 10.0849 | 8.4043 | 7.5724 | 7.726 | 7.1729 | 6.8364 | 6.584 | 5.9012 | 4.1911 | 2.5433 | 0.84903 | -4.3358 | -11.4613 | -15.9284 | -15.3249 |  | 365831 | 407025 | WESTHOUGHTON | KEARSLEY
| Westlinton | 8.1704 | 3.396 | 2.0655 | 2.4463 | 2.0586 | 1.7437 | 1.695 | 1.2905 | 1.0547 | 0.73525 | 0.52488 | -0.7449 | -3.4252 | -6.3726 | -9.8293 |  | 10.6704 | 5.896 | 4.5655 | 4.9463 | 4.5586 | 4.2437 | 4.195 | 3.7905 | 3.5547 | 3.2352 | 3.0249 | 1.7551 | -0.92518 | -3.8726 | -7.3293 |  | 8.1704 | 7.3809 | 7.1346 | 7.4737 | 7.3497 | 7.3042 | 7.3516 | 7.1287 | 6.9477 | 6.8101 | 6.731 | 6.0703 | 4.5015 | 2.5217 | 0.47389 |  | 10.6704 | 9.8809 | 9.6346 | 9.9737 | 9.8497 | 9.8042 | 9.8516 | 9.6287 | 9.4477 | 9.3101 | 9.231 | 8.5703 | 7.0015 | 5.0217 | 2.9739 |  | 8.1704 | 6.8102 | 6.2477 | 6.4992 | 6.2523 | 6.095 | 6.1214 | 5.8858 | 5.6348 | 5.323 | 5.0857 | 4.0987 | 2.5292 | 0.53621 | -1.1929 |  | 10.6704 | 9.3102 | 8.7477 | 8.9992 | 8.7523 | 8.595 | 8.6214 | 8.3858 | 8.1348 | 7.823 | 7.5857 | 6.5987 | 5.0292 | 3.0362 | 1.3071 |  | 8.1704 | 1.5854 | -0.11062 | 0.3972 | -0.0091127 | -0.36737 | -0.42582 | -0.89384 | -1.196 | -1.6482 | -2.006 | -4.4654 | -10.0599 | -13.7844 | -15.6959 |  | 10.6704 | 4.0854 | 2.3894 | 2.8972 | 2.4909 | 2.1326 | 2.0742 | 1.6062 | 1.304 | 0.85179 | 0.49401 | -1.9654 | -7.5599 | -11.2844 | -13.1959 |  | 8.1704 | 0.67491 | -1.2243 | -0.72142 | -1.239 | -1.6678 | -1.7975 | -2.4156 | -3.0262 | -3.7919 | -4.462 | -8.1293 | -13.3846 | -15.9266 | -16.5275 |  | 10.6704 | 3.1749 | 1.2757 | 1.7786 | 1.261 | 0.83219 | 0.70246 | 0.084363 | -0.52616 | -1.2919 | -1.962 | -5.6293 | -10.8846 | -13.4266 | -14.0275 |  | 339551 | 564489 | CARLISLE | HARKER
| Whalley | 10.8049 | 10.0355 | 9.4408 | 8.7649 | 8.0951 | 7.4456 | 6.7484 | 6.1359 | 5.5165 | 4.9275 | 4.4174 | 2.3306 | -1.951 | -4.6708 | -7.0371 |  | 15.4419 | 14.6725 | 14.0778 | 13.4019 | 12.7321 | 12.0826 | 11.3854 | 10.7729 | 10.1535 | 9.5645 | 9.0544 | 6.9676 | 2.686 | -0.033769 | -2.4001 |  | 10.8049 | 10.1851 | 10.0588 | 9.7628 | 9.4789 | 9.2558 | 8.8869 | 8.3946 | 7.8485 | 7.4518 | 7.0781 | 5.9848 | 4.4557 | 3.5565 | 2.933 |  | 15.4419 | 14.8221 | 14.6958 | 14.3998 | 14.1159 | 13.8928 | 13.5239 | 13.0316 | 12.4855 | 12.0888 | 11.7151 | 10.6218 | 9.0927 | 8.1935 | 7.57 |  | 10.8049 | 10.1905 | 9.6946 | 9.1184 | 8.5947 | 8.1508 | 7.6912 | 7.2587 | 6.6966 | 6.095 | 5.5189 | 3.9333 | 2.0033 | 1.048 | 0.73039 |  | 15.4419 | 14.8275 | 14.3316 | 13.7554 | 13.2317 | 12.7878 | 12.3282 | 11.8957 | 11.3336 | 10.732 | 10.1559 | 8.5703 | 6.6403 | 5.685 | 5.3674 |  | 10.8049 | 10.0139 | 9.461 | 8.8231 | 8.1995 | 7.629 | 7.0309 | 6.536 | 5.9916 | 5.4386 | 4.9667 | 3.0054 | -0.8981 | -3.3189 | -5.4081 |  | 15.4419 | 14.6509 | 14.098 | 13.4601 | 12.8365 | 12.266 | 11.6679 | 11.173 | 10.6286 | 10.0756 | 9.6037 | 7.6424 | 3.7389 | 1.3181 | -0.77109 |  | 10.8049 | 10.012 | 9.4599 | 8.8352 | 8.2412 | 7.7355 | 7.2081 | 6.7653 | 5.8547 | 4.845 | 3.8626 | 1.0566 | -2.3776 | -4.1251 | -4.0633 |  | 15.4419 | 14.649 | 14.0969 | 13.4722 | 12.8782 | 12.3725 | 11.8451 | 11.4023 | 10.4917 | 9.482 | 8.4996 | 5.6936 | 2.2594 | 0.51193 | 0.57365 |  | 373376 | 436176 | PADIHAM | PADIHAM
| Whalley Range | 5.7924 | 4.9818 | 4.5452 | 3.9044 | 3.2997 | 2.5827 | 3.0068 | 2.4571 | 1.8479 | 1.2341 | 0.81942 | -1.7378 | -8.5836 | -13.7963 | -17.444 |  | 14.9294 | 14.1188 | 13.6822 | 13.0414 | 12.4367 | 11.7197 | 11.1468 | 10.5971 | 9.9879 | 9.3741 | 8.9594 | 6.4022 | -0.44361 | -5.6563 | -9.304 |  | 5.7924 | 5.0131 | 5.0114 | 4.7315 | 4.4729 | 4.1388 | 4.8337 | 4.3051 | 3.6813 | 3.3236 | 3.0502 | 2.2154 | 1.2457 | 0.79595 | 0.58416 |  | 14.9294 | 14.1501 | 14.1484 | 13.8685 | 13.6099 | 13.2758 | 12.9737 | 12.4451 | 11.8213 | 11.4636 | 11.1902 | 10.3554 | 9.3857 | 8.936 | 8.7242 |  | 5.7924 | 5.1108 | 4.7568 | 4.2266 | 3.7857 | 3.277 | 3.9052 | 3.5499 | 3.0892 | 2.5683 | 2.1821 | 0.96712 | -0.4449 | -1.1147 | -1.2777 |  | 14.9294 | 14.2478 | 13.8938 | 13.3636 | 12.9227 | 12.414 | 12.0452 | 11.6899 | 11.2292 | 10.7083 | 10.3221 | 9.1071 | 7.6951 | 7.0253 | 6.8623 |  | 5.7924 | 5.0069 | 4.6265 | 4.0325 | 3.485 | 2.8528 | 3.3733 | 2.9828 | 2.4881 | 1.9096 | 1.5318 | -0.86347 | -7.0052 | -11.8762 | -15.2316 |  | 14.9294 | 14.1439 | 13.7635 | 13.1695 | 12.622 | 11.9898 | 11.5133 | 11.1228 | 10.6281 | 10.0496 | 9.6718 | 7.2765 | 1.1348 | -3.7362 | -7.0916 |  | 5.7924 | 5.0496 | 4.7243 | 4.1771 | 3.6741 | 3.107 | 3.6965 | 3.2545 | 1.7637 | 0.14117 | -1.3538 | -5.8686 | -11.848 | -15.1405 | -14.1266 |  | 14.9294 | 14.1866 | 13.8613 | 13.3141 | 12.8111 | 12.244 | 11.8365 | 11.3945 | 9.9037 | 8.2812 | 6.7862 | 2.2714 | -3.708 | -7.0005 | -5.9866 |  | 382923 | 394645 | WEST DIDSBURY | SOUTH MANCHESTER
| Whasset | 3.5654 | 3.6831 | 3.2937 | 3.0775 | 2.4321 | -0.5951 | -0.64934 | -3.2386 | -3.2436 | -3.4481 | -3.4755 | -4.6624 | -7.3251 | -8.6998 | -9.89 |  | 7.5654 | 7.6831 | 7.2937 | 7.0775 | 6.4321 | 3.4049 | 3.3507 | 0.76137 | 0.75639 | 0.55188 | 0.52453 | -0.66242 | -3.3251 | -4.6998 | -5.89 |  | 3.5654 | 3.804 | 3.9045 | 4.0581 | 3.9769 | 3.9836 | 4.0159 | 3.7861 | 3.5651 | 3.4169 | 3.3228 | 2.9499 | 2.3042 | 1.7815 | 1.6368 |  | 7.5654 | 7.804 | 7.9045 | 8.0581 | 7.9769 | 7.9836 | 8.0159 | 7.7861 | 7.5651 | 7.4169 | 7.3228 | 6.9499 | 6.3042 | 5.7815 | 5.6368 |  | 3.5654 | 3.8288 | 3.4977 | 3.347 | 2.8051 | -0.083635 | 0.013562 | -2.4467 | -2.4191 | -2.6263 | -2.6731 | -3.3811 | -4.3283 | -4.5236 | -4.2825 |  | 7.5654 | 7.8288 | 7.4977 | 7.347 | 6.8051 | 3.9164 | 4.0136 | 1.5533 | 1.5809 | 1.3737 | 1.3269 | 0.61891 | -0.32829 | -0.52355 | -0.28247 |  | 3.5654 | 3.6652 | 3.2962 | 3.1013 | 2.472 | -0.38564 | -0.4136 | -2.8118 | -2.8043 | -2.9848 | -2.9744 | -5.8172 | -7.9292 | -8.9462 | -9.7021 |  | 7.5654 | 7.6652 | 7.2962 | 7.1013 | 6.472 | 3.6144 | 3.5864 | 1.1882 | 1.1957 | 1.0152 | 1.0256 | -1.8172 | -3.9292 | -4.9462 | -5.7021 |  | 3.5654 | 3.6537 | 3.2819 | 3.075 | -0.049433 | -2.7231 | -2.5594 | -2.765 | -3.0097 | -3.7016 | -3.9403 | -5.946 | -7.732 | -8.4216 | -7.6963 |  | 7.5654 | 7.6537 | 7.2819 | 7.075 | 3.9506 | 1.2769 | 1.4406 | 1.235 | 0.99027 | 0.29836 | 0.059666 | -1.946 | -3.732 | -4.4216 | -3.6963 |  | 350648 | 481468 | KENDAL (PARKSIDE RD) | HUTTON
| Whinfell | 1.5083 | 0.71197 | 0.56032 | 0.56013 | 0.55981 | 0.5595 | 0.55907 | 0.55865 | 0.55847 | 0.55833 | 0.55821 | 0.55797 | 0.5577 | 0.55744 | 0.55722 |  | 1.5083 | 0.71197 | 0.56032 | 0.56013 | 0.55981 | 0.5595 | 0.55907 | 0.55865 | 0.55847 | 0.55833 | 0.55821 | 0.55797 | 0.5577 | 0.55744 | 0.55722 |  | 1.5083 | 1.4287 | 1.4135 | 1.4135 | 1.4135 | 1.4135 | 1.4134 | 1.4134 | 1.4133 | 1.4133 | 1.4132 | 1.4131 | 1.4129 | 1.4128 | 1.4126 |  | 1.5083 | 1.4287 | 1.4135 | 1.4135 | 1.4135 | 1.4135 | 1.4134 | 1.4134 | 1.4133 | 1.4133 | 1.4132 | 1.4131 | 1.4129 | 1.4128 | 1.4126 |  | 1.5083 | 1.3488 | 1.3183 | 1.3181 | 1.3178 | 1.3174 | 1.317 | 1.3166 | 1.3164 | 1.3163 | 1.3161 | 1.3159 | 1.3156 | 1.3154 | 1.3152 |  | 1.5083 | 1.3488 | 1.3183 | 1.3181 | 1.3178 | 1.3174 | 1.317 | 1.3166 | 1.3164 | 1.3163 | 1.3161 | 1.3159 | 1.3156 | 1.3154 | 1.3152 |  | 1.5083 | 0.39297 | 0.18041 | 0.17995 | 0.17937 | 0.17881 | 0.17752 | 0.17622 | 0.17565 | 0.17557 | 0.1755 | 0.17537 | 0.17537 | 0.17537 | 0.17537 |  | 1.5083 | 0.39297 | 0.18041 | 0.17995 | 0.17937 | 0.17881 | 0.17752 | 0.17622 | 0.17565 | 0.17557 | 0.1755 | 0.17537 | 0.17537 | 0.17537 | 0.17537 |  | 1.5083 | 0.23376 | -0.0090716 | -0.0095383 | -0.010114 | -0.010677 | -0.011963 | -0.013268 | -0.013829 | -0.013916 | -0.013988 | -0.014114 | -0.014114 | -0.014114 | -0.014114 |  | 1.5083 | 0.23376 | -0.0090716 | -0.0095383 | -0.010114 | -0.010677 | -0.011963 | -0.013268 | -0.013829 | -0.013916 | -0.013988 | -0.014114 | -0.014114 | -0.014114 | -0.014114 |  | 357906 | 527506 | PENRITH & SHAP | HUTTON
| Whittle Le Woods | 7.9387 | 6.3756 | 5.7544 | 5.4146 | 4.9188 | 4.4954 | 4.0647 | 3.6044 | 3.1902 | 2.7936 | 2.4175 | 0.56346 | -4.0972 | -7.7396 | -10.6085 |  | 11.4387 | 9.8756 | 9.2544 | 8.9146 | 8.4188 | 7.9954 | 7.5647 | 7.1044 | 6.6902 | 6.2936 | 5.9175 | 4.0635 | -0.59718 | -4.2396 | -7.1085 |  | 7.9387 | 7.0123 | 6.7123 | 6.4867 | 6.1007 | 5.7882 | 5.4068 | 4.8734 | 4.3645 | 4.0179 | 3.6679 | 2.7068 | 1.4152 | 0.66147 | 0.069035 |  | 11.4387 | 10.5123 | 10.2123 | 9.9867 | 9.6007 | 9.2882 | 8.9068 | 8.3734 | 7.8645 | 7.5179 | 7.1679 | 6.2068 | 4.9152 | 4.1615 | 3.569 |  | 7.9387 | 6.9712 | 6.5179 | 6.2178 | 5.795 | 5.4739 | 5.1628 | 4.7962 | 4.4292 | 4.0427 | 3.6539 | 2.5837 | 1.1835 | 0.40258 | -0.067716 |  | 11.4387 | 10.4712 | 10.0179 | 9.7178 | 9.295 | 8.9739 | 8.6628 | 8.2962 | 7.9292 | 7.5427 | 7.1539 | 6.0837 | 4.6835 | 3.9026 | 3.4323 |  | 7.9387 | 6.1025 | 5.455 | 5.139 | 4.6725 | 4.3128 | 3.9739 | 3.6271 | 3.3074 | 2.9732 | 2.6647 | 0.94989 | -3.4847 | -6.9484 | -9.6563 |  | 11.4387 | 9.6025 | 8.955 | 8.639 | 8.1725 | 7.8128 | 7.4739 | 7.1271 | 6.8074 | 6.4732 | 6.1647 | 4.4499 | 0.015273 | -3.4484 | -6.1563 |  | 7.9387 | 5.9979 | 5.3636 | 5.0895 | 4.6685 | 4.3656 | 4.081 | 3.6844 | 2.739 | 1.7324 | 0.72048 | -2.1955 | -6.299 | -8.7824 | -8.8353 |  | 11.4387 | 9.4979 | 8.8636 | 8.5895 | 8.1685 | 7.8656 | 7.581 | 7.1844 | 6.239 | 5.2324 | 4.2205 | 1.3045 | -2.799 | -5.2824 | -5.3353 |  | 357874 | 421203 | LEYLAND | PENWORTHAM
| Whitworth | 5.1711 | 5.0638 | 5.0208 | 4.9467 | 4.7745 | 4.6315 | 4.5514 | 4.4066 | 4.2859 | 4.1396 | 4.0213 | 3.4638 | 2.1877 | 1.2452 | 0.57856 |  | 6.6711 | 6.5638 | 6.5208 | 6.4467 | 6.2745 | 6.1315 | 6.0514 | 5.9066 | 5.7859 | 5.6396 | 5.5213 | 4.9638 | 3.6877 | 2.7452 | 2.0786 |  | 5.1711 | 5.0598 | 5.0843 | 5.0446 | 4.9574 | 4.8454 | 4.712 | 4.5437 | 4.3327 | 4.2376 | 4.1279 | 3.8188 | 3.4388 | 3.2438 | 3.1219 |  | 6.6711 | 6.5598 | 6.5843 | 6.5446 | 6.4574 | 6.3454 | 6.212 | 6.0437 | 5.8327 | 5.7376 | 5.6279 | 5.3188 | 4.9388 | 4.7438 | 4.6219 |  | 5.1711 | 5.0701 | 5.0356 | 4.9611 | 4.8071 | 4.6828 | 4.6301 | 4.5027 | 4.3897 | 4.2457 | 4.1251 | 3.7906 | 3.3654 | 3.1606 | 3.0593 |  | 6.6711 | 6.5701 | 6.5356 | 6.4611 | 6.3071 | 6.1828 | 6.1301 | 6.0027 | 5.8897 | 5.7457 | 5.6251 | 5.2906 | 4.8654 | 4.6606 | 4.5593 |  | 5.1711 | 5.0695 | 5.0306 | 4.9554 | 4.78 | 4.6382 | 4.6241 | 4.4557 | 4.316 | 4.1964 | 4.1638 | 3.623 | 2.4335 | 1.5923 | 1.0103 |  | 6.6711 | 6.5695 | 6.5306 | 6.4554 | 6.28 | 6.1382 | 6.1241 | 5.9557 | 5.816 | 5.6964 | 5.6638 | 5.123 | 3.9335 | 3.0923 | 2.5103 |  | 5.1711 | 5.0772 | 5.0448 | 4.9741 | 4.8052 | 4.673 | 4.6666 | 4.4753 | 4.1694 | 3.8608 | 3.6446 | 2.8394 | 1.7335 | 1.138 | 1.2054 |  | 6.6711 | 6.5772 | 6.5448 | 6.4741 | 6.3052 | 6.173 | 6.1666 | 5.9753 | 5.6694 | 5.3608 | 5.1446 | 4.3394 | 3.2335 | 2.638 | 2.7054 |  | 388779 | 419157 | ROCHDALE CENTRAL | ROCHDALE
| Wigton | 2.7942 | 2.1037 | 1.5115 | 0.91582 | 0.21555 | -0.51234 | 10.1134 | 9.3943 | 6.5535 | 6.0344 | 5.7591 | 3.8062 | -0.97549 | -3.3398 | -5.0259 |  | 6.9312 | 6.2407 | 5.6485 | 5.0528 | 4.3526 | 3.6247 | 3.1134 | 2.3943 | -0.44648 | -0.96556 | -1.2409 | -3.1938 | -7.9755 | -10.3398 | -12.0259 |  | 2.7942 | 2.3539 | 2.2934 | 2.1452 | 1.9278 | 1.7666 | 12.8141 | 12.3527 | 11.7664 | 11.5209 | 11.4369 | 10.5534 | 8.7296 | 7.1974 | 6.2901 |  | 6.9312 | 6.4909 | 6.4304 | 6.2822 | 6.0648 | 5.9036 | 5.8141 | 5.3527 | 4.7664 | 4.5209 | 4.4369 | 3.5534 | 1.7296 | 0.19736 | -0.70993 |  | 2.7942 | 2.3197 | 1.859 | 1.4327 | 0.97356 | 0.5819 | 11.5544 | 11.1213 | 8.3333 | 7.7966 | 7.4511 | 5.9025 | 2.9367 | 1.6137 | 1.6369 |  | 6.9312 | 6.4567 | 5.996 | 5.5697 | 5.1106 | 4.7189 | 4.5544 | 4.1213 | 1.3333 | 0.79663 | 0.45109 | -1.0975 | -4.0633 | -5.3863 | -5.3631 |  | 2.7942 | 2.0211 | 1.4552 | 0.90538 | 0.25685 | -0.39708 | 10.3359 | 9.7444 | 7.1042 | 6.6622 | 6.4599 | 4.6478 | 0.12627 | -2.0449 | -3.5008 |  | 6.9312 | 6.1581 | 5.5922 | 5.0424 | 4.3939 | 3.7399 | 3.3359 | 2.7444 | 0.10415 | -0.33777 | -0.54007 | -2.3522 | -6.8737 | -9.0449 | -10.5008 |  | 2.7942 | 1.9992 | 1.436 | 0.85247 | 0.1975 | -0.38892 | 8.2684 | 7.8239 | 5.8495 | 4.9928 | 4.3527 | 1.7922 | -1.2338 | -2.7482 | -2.467 |  | 6.9312 | 6.1362 | 5.573 | 4.9895 | 4.3345 | 3.7481 | 1.2684 | 0.82395 | -1.1505 | -2.0072 | -2.6473 | -5.2078 | -8.2338 | -9.7482 | -9.467 |  | 325814 | 549933 | CARLISLE | HARKER
| Willow Hey | 12.2362 | 11.323 | 11.0216 | 10.7436 | 10.4922 | 10.1734 | 9.8413 | 9.5209 | 9.1809 | 8.8902 | 8.6315 | 7.4192 | 4.3118 | 1.9571 | -0.069198 |  | 16.8732 | 15.96 | 15.6586 | 15.3806 | 15.1292 | 14.8104 | 14.4783 | 14.1579 | 13.8179 | 13.5272 | 13.2685 | 12.0562 | 8.9488 | 6.5941 | 4.5678 |  | 12.2362 | 11.8339 | 11.8607 | 11.7982 | 11.7687 | 11.7531 | 11.6727 | 11.4262 | 11.1375 | 10.9863 | 10.8566 | 10.4739 | 9.9527 | 9.6077 | 9.416 |  | 16.8732 | 16.4709 | 16.4977 | 16.4352 | 16.4057 | 16.3901 | 16.3097 | 16.0632 | 15.7745 | 15.6233 | 15.4936 | 15.1109 | 14.5897 | 14.2447 | 14.053 |  | 12.2362 | 11.7669 | 11.5609 | 11.3138 | 11.1048 | 10.8764 | 10.6343 | 10.3871 | 10.0897 | 9.8213 | 9.5693 | 8.9071 | 8.1345 | 7.7217 | 7.6323 |  | 16.8732 | 16.4039 | 16.1979 | 15.9508 | 15.7418 | 15.5134 | 15.2713 | 15.0241 | 14.7267 | 14.4583 | 14.2063 | 13.5441 | 12.7715 | 12.3587 | 12.2693 |  | 12.2362 | 11.0819 | 10.7524 | 10.4772 | 10.2185 | 9.8883 | 9.5571 | 9.2478 | 8.8757 | 8.5466 | 8.2535 | 6.9455 | 3.8386 | 1.6118 | 0.16604 |  | 16.8732 | 15.7189 | 15.3894 | 15.1142 | 14.8555 | 14.5253 | 14.1941 | 13.8848 | 13.5127 | 13.1836 | 12.8905 | 11.5825 | 8.4756 | 6.2488 | 4.803 |  | 12.2362 | 10.9846 | 10.668 | 10.4133 | 10.1345 | 9.8205 | 9.5002 | 9.1451 | 8.3101 | 7.4951 | 6.7048 | 4.5187 | 1.6043 | 0.058683 | 0.43793 |  | 16.8732 | 15.6216 | 15.305 | 15.0503 | 14.7715 | 14.4575 | 14.1372 | 13.7821 | 12.9471 | 12.1321 | 11.3418 | 9.1557 | 6.2413 | 4.6957 | 5.0749 |  | 347779 | 406066 | SKELMERSDALE | WASHWAY FARM
| Willowbank | 4.7431 | 3.7429 | 3.5128 | 3.0782 | 2.7105 | 2.5297 | 2.2253 | 1.8529 | 1.5476 | 1.3438 | 1.0931 | -0.20278 | -3.9696 | -7.198 | -9.6386 |  | 8.2431 | 7.2429 | 7.0128 | 6.5782 | 6.2105 | 6.0297 | 5.7253 | 5.3529 | 5.0476 | 4.8438 | 4.5931 | 3.2972 | -0.46956 | -3.698 | -6.1386 |  | 4.7431 | 4.2097 | 4.3476 | 4.2015 | 4.1334 | 4.2721 | 4.2053 | 3.9681 | 3.718 | 3.6492 | 3.5286 | 3.1064 | 2.4967 | 2.0196 | 1.5874 |  | 8.2431 | 7.7097 | 7.8476 | 7.7015 | 7.6334 | 7.7721 | 7.7053 | 7.4681 | 7.218 | 7.1492 | 7.0286 | 6.6064 | 5.9967 | 5.5196 | 5.0874 |  | 4.7431 | 4.1058 | 3.934 | 3.5234 | 3.1858 | 3.049 | 2.8005 | 2.4755 | 2.1889 | 1.989 | 1.7366 | 0.99811 | 0.08501 | -0.55887 | -0.92621 |  | 8.2431 | 7.6058 | 7.434 | 7.0234 | 6.6858 | 6.549 | 6.3005 | 5.9755 | 5.6889 | 5.489 | 5.2366 | 4.4981 | 3.585 | 2.9411 | 2.5738 |  | 4.7431 | 3.4991 | 3.2637 | 2.8442 | 2.4845 | 2.3147 | 2.0225 | 1.6684 | 1.3597 | 1.1429 | 0.87775 | -0.47185 | -4.1137 | -7.0693 | -9.1475 |  | 8.2431 | 6.9991 | 6.7637 | 6.3442 | 5.9845 | 5.8147 | 5.5225 | 5.1684 | 4.8597 | 4.6429 | 4.3777 | 3.0282 | -0.61371 | -3.5693 | -5.6475 |  | 4.7431 | 3.3946 | 3.1753 | 2.7769 | 2.4322 | 2.2845 | 2.0076 | 1.5911 | 0.80857 | 0.10026 | -0.75338 | -3.2959 | -6.7964 | -8.9603 | -8.6874 |  | 8.2431 | 6.8946 | 6.6753 | 6.2769 | 5.9322 | 5.7845 | 5.5076 | 5.0911 | 4.3086 | 3.6003 | 2.7466 | 0.20413 | -3.2964 | -5.4603 | -5.1874 |  | 391885 | 406064 | GREENHILL | WHITEGATE
| Willowholme | 12.1023 | 10.277 | 9.6617 | 9.3471 | 9.0988 | 8.7548 | 8.4112 | 8.0771 | 7.7913 | 7.4709 | 7.2366 | 5.9048 | 1.9203 | -1.2756 | -3.5341 |  | 16.2393 | 14.414 | 13.7987 | 13.4841 | 13.2358 | 12.8918 | 12.5482 | 12.2141 | 11.9283 | 11.6079 | 11.3736 | 10.0418 | 6.0573 | 2.8614 | 0.60293 |  | 12.1023 | 11.3074 | 11.1324 | 11.0458 | 10.9965 | 10.8742 | 10.5357 | 10.2817 | 10.0397 | 9.8203 | 9.6445 | 9.0016 | 8.186 | 7.7001 | 7.4665 |  | 16.2393 | 15.4444 | 15.2694 | 15.1828 | 15.1335 | 15.0112 | 14.6727 | 14.4187 | 14.1767 | 13.9573 | 13.7815 | 13.1386 | 12.323 | 11.8371 | 11.6035 |  | 12.1023 | 10.9315 | 10.4576 | 10.1583 | 9.962 | 9.6619 | 9.3822 | 9.1206 | 8.8473 | 8.5286 | 8.2821 | 7.5089 | 6.6026 | 6.1722 | 6.0748 |  | 16.2393 | 15.0685 | 14.5946 | 14.2953 | 14.099 | 13.7989 | 13.5192 | 13.2576 | 12.9843 | 12.6656 | 12.4191 | 11.6459 | 10.7396 | 10.3092 | 10.2118 |  | 12.1023 | 9.6839 | 8.9628 | 8.647 | 8.3902 | 8.0421 | 7.7927 | 7.4025 | 7.1122 | 6.769 | 6.5243 | 5.1803 | 1.8943 | -1.2413 | -3.3388 |  | 16.2393 | 13.8209 | 13.0998 | 12.784 | 12.5272 | 12.1791 | 11.9297 | 11.5395 | 11.2492 | 10.906 | 10.6613 | 9.3173 | 6.0313 | 2.8957 | 0.79818 |  | 12.1023 | 9.4112 | 8.6664 | 8.3804 | 8.1137 | 7.7926 | 7.6248 | 7.1189 | 6.3539 | 5.5188 | 4.7792 | 2.5068 | -1.0974 | -3.2812 | -3.0245 |  | 16.2393 | 13.5482 | 12.8034 | 12.5174 | 12.2507 | 11.9296 | 11.7618 | 11.2559 | 10.4909 | 9.6558 | 8.9162 | 6.6438 | 3.0396 | 0.85584 | 1.1125 |  | 338653 | 556688 | CARLISLE | HARKER
| Wilmslow | 4.5878 | 3.8228 | 3.5819 | 3.2214 | 2.8735 | 2.4858 | 2.1896 | 1.9778 | 1.69 | 1.423 | 1.2043 | -0.082704 | -3.5652 | -6.2891 | -8.2323 |  | 8.0878 | 7.3228 | 7.0819 | 6.7214 | 6.3735 | 5.9858 | 5.6896 | 5.4778 | 5.19 | 4.923 | 4.7043 | 3.4173 | -0.065166 | -2.7891 | -4.7323 |  | 4.5878 | 4.1183 | 4.1705 | 4.0064 | 3.8496 | 3.6783 | 3.492 | 3.2536 | 2.8837 | 2.7104 | 2.566 | 2.1351 | 1.5572 | 1.2315 | 1.0211 |  | 8.0878 | 7.6183 | 7.6705 | 7.5064 | 7.3496 | 7.1783 | 6.992 | 6.7536 | 6.3837 | 6.2104 | 6.066 | 5.6351 | 5.0572 | 4.7315 | 4.5211 |  | 4.5878 | 4.161 | 3.9804 | 3.6454 | 3.3401 | 3.0231 | 2.8039 | 2.6486 | 2.3926 | 2.1403 | 1.9204 | 1.2809 | 0.44851 | -0.033304 | -0.25396 |  | 8.0878 | 7.661 | 7.4804 | 7.1454 | 6.8401 | 6.5231 | 6.3039 | 6.1486 | 5.8926 | 5.6403 | 5.4204 | 4.7809 | 3.9485 | 3.4667 | 3.246 |  | 4.5878 | 3.6987 | 3.4791 | 3.1517 | 2.8441 | 2.5159 | 2.3034 | 2.1859 | 1.9756 | 1.7677 | 1.6118 | 0.46963 | -2.7698 | -5.2708 | -7.0072 |  | 8.0878 | 7.1987 | 6.9791 | 6.6517 | 6.3441 | 6.0159 | 5.8034 | 5.6859 | 5.4756 | 5.2677 | 5.1118 | 3.9696 | 0.73022 | -1.7708 | -3.5072 |  | 4.5878 | 3.6633 | 3.4828 | 3.1943 | 2.9308 | 2.6586 | 2.4994 | 2.3434 | 1.6193 | 0.8568 | 0.13208 | -1.9979 | -5.02 | -6.7516 | -6.4062 |  | 8.0878 | 7.1633 | 6.9828 | 6.6943 | 6.4308 | 6.1586 | 5.9994 | 5.8434 | 5.1193 | 4.3568 | 3.6321 | 1.5021 | -1.52 | -3.2516 | -2.9062 |  | 384710 | 381286 | MOSS NOOK | SOUTH MANCHESTER
| Windermere | 10.08 | 9.1626 | 8.5826 | 8.3325 | 7.671 | 7.0414 | 6.6643 | 6.0126 | 5.476 | 4.9972 | 4.7244 | 2.7039 | -2.0847 | -5.4499 | -8.0274 |  | 14.08 | 13.1626 | 12.5826 | 12.3325 | 11.671 | 11.0414 | 10.6643 | 10.0126 | 9.476 | 8.9972 | 8.7244 | 6.7039 | 1.9153 | -1.4499 | -4.0274 |  | 10.08 | 9.3761 | 9.1665 | 9.2148 | 8.8836 | 8.6386 | 8.5466 | 8.0309 | 7.537 | 7.313 | 7.1754 | 6.4667 | 5.2264 | 4.2273 | 3.6431 |  | 14.08 | 13.3761 | 13.1665 | 13.2148 | 12.8836 | 12.6386 | 12.5466 | 12.0309 | 11.537 | 11.313 | 11.1754 | 10.4667 | 9.2264 | 8.2273 | 7.6431 |  | 10.08 | 9.396 | 8.917 | 8.7899 | 8.3186 | 7.9567 | 7.8619 | 7.457 | 6.9714 | 6.4695 | 6.1122 | 4.8161 | 3.2617 | 2.3173 | 2.3316 |  | 14.08 | 13.396 | 12.917 | 12.7899 | 12.3186 | 11.9567 | 11.8619 | 11.457 | 10.9714 | 10.4695 | 10.1122 | 8.8161 | 7.2617 | 6.3173 | 6.3316 |  | 10.08 | 9.0944 | 8.5301 | 8.3083 | 7.682 | 7.1113 | 6.8174 | 6.2685 | 5.815 | 5.3999 | 5.1927 | 3.3604 | -1.1711 | -4.3179 | -6.7076 |  | 14.08 | 13.0944 | 12.5301 | 12.3083 | 11.682 | 11.1113 | 10.8174 | 10.2685 | 9.815 | 9.3999 | 9.1927 | 7.3604 | 2.8289 | -0.31791 | -2.7076 |  | 10.08 | 9.0992 | 8.5622 | 8.3512 | 7.7666 | 7.291 | 7.1054 | 6.6316 | 5.6175 | 4.5275 | 3.5992 | 0.53792 | -3.3594 | -5.5688 | -5.1895 |  | 14.08 | 13.0992 | 12.5622 | 12.3512 | 11.7666 | 11.291 | 11.1054 | 10.6316 | 9.6175 | 8.5275 | 7.5992 | 4.5379 | 0.64061 | -1.5688 | -1.1895 |  | 341657 | 498418 | KENDAL (PARKSIDE RD) | HUTTON
| Winifred Rd | 5.5749 | 4.35 | 3.74 | 3.6375 | 3.2293 | 2.7916 | 2.4306 | 2.0461 | 1.6383 | 1.3071 | 1.0101 | -0.92784 | -6.2656 | -10.7089 | -13.5436 |  | 9.0749 | 7.85 | 7.24 | 7.1375 | 6.7293 | 6.2916 | 5.9306 | 5.5461 | 5.1383 | 4.8071 | 4.5101 | 2.5722 | -2.7656 | -7.2089 | -10.0436 |  | 5.5749 | 4.9126 | 4.6382 | 4.7118 | 4.4878 | 4.2537 | 3.9952 | 3.5659 | 3.0604 | 2.8338 | 2.6376 | 1.9962 | 1.1387 | 0.52642 | 0.31508 |  | 9.0749 | 8.4126 | 8.1382 | 8.2118 | 7.9878 | 7.7537 | 7.4952 | 7.0659 | 6.5604 | 6.3338 | 6.1376 | 5.4962 | 4.6387 | 4.0264 | 3.8151 |  | 5.5749 | 4.8892 | 4.394 | 4.3307 | 4.0038 | 3.6873 | 3.4625 | 3.1861 | 2.8476 | 2.5479 | 2.2548 | 1.3838 | 0.28178 | -0.47117 | -0.64266 |  | 9.0749 | 8.3892 | 7.894 | 7.8307 | 7.5038 | 7.1873 | 6.9625 | 6.6861 | 6.3476 | 6.0479 | 5.7548 | 4.8838 | 3.7818 | 3.0288 | 2.8573 |  | 5.5749 | 4.0947 | 3.4894 | 3.4267 | 3.0588 | 2.6874 | 2.4242 | 2.1554 | 1.8424 | 1.5741 | 1.366 | -0.41209 | -5.4824 | -9.6854 | -12.3059 |  | 9.0749 | 7.5947 | 6.9894 | 6.9267 | 6.5588 | 6.1874 | 5.9242 | 5.6554 | 5.3424 | 5.0741 | 4.866 | 3.0879 | -1.9824 | -6.1854 | -8.8059 |  | 5.5749 | 3.9952 | 3.4191 | 3.3983 | 3.0752 | 2.7603 | 2.5509 | 2.2019 | 1.0407 | -0.13553 | -1.284 | -4.6308 | -9.2916 | -12.2627 | -11.5818 |  | 9.0749 | 7.4952 | 6.9191 | 6.8983 | 6.5752 | 6.2603 | 6.0509 | 5.7019 | 4.5407 | 3.3645 | 2.216 | -1.1308 | -5.7916 | -8.7627 | -8.0818 |  | 389971 | 388470 | ADSWOOD | BREDBURY
| Withington | 2.747 | 1.8402 | 1.4099 | 0.92692 | 0.459 | -0.10075 | -0.54936 | -1.0127 | -1.4862 | -1.9431 | -2.2453 | -4.2001 | -9.5751 | -13.9749 | -17.0824 |  | 6.247 | 5.3402 | 4.9099 | 4.4269 | 3.959 | 3.3992 | 2.9506 | 2.4873 | 2.0138 | 1.5569 | 1.2547 | -0.70012 | -6.0751 | -10.4749 | -13.5824 |  | 2.747 | 2.0756 | 2.0311 | 1.8615 | 1.7049 | 1.5016 | 1.2983 | 0.89992 | 0.45215 | 0.21841 | 0.064049 | -0.40369 | -0.95263 | -1.1566 | -1.1606 |  | 6.247 | 5.5756 | 5.5311 | 5.3615 | 5.2049 | 5.0016 | 4.7983 | 4.3999 | 3.9521 | 3.7184 | 3.564 | 3.0963 | 2.5474 | 2.3434 | 2.3394 |  | 2.747 | 2.1285 | 1.7815 | 1.3913 | 1.0636 | 0.70631 | 0.48347 | 0.2067 | -0.11631 | -0.47747 | -0.74459 | -1.5277 | -2.4237 | -2.803 | -2.7798 |  | 6.247 | 5.6285 | 5.2815 | 4.8913 | 4.5636 | 4.2063 | 3.9835 | 3.7067 | 3.3837 | 3.0225 | 2.7554 | 1.9723 | 1.0763 | 0.69699 | 0.72017 |  | 2.747 | 1.7554 | 1.3469 | 0.88161 | 0.43305 | -0.076777 | -0.44245 | -0.80202 | -1.2155 | -1.631 | -1.8829 | -3.7297 | -8.8814 | -12.6654 | -15.5672 |  | 6.247 | 5.2554 | 4.8469 | 4.3816 | 3.933 | 3.4232 | 3.0576 | 2.698 | 2.2845 | 1.869 | 1.6171 | -0.22965 | -5.3814 | -9.1654 | -12.0672 |  | 2.747 | 1.7561 | 1.4091 | 0.99154 | 0.598 | 0.16134 | -0.13494 | -0.5254 | -1.7945 | -3.1481 | -4.3806 | -7.9579 | -12.8493 | -15.651 | -14.6118 |  | 6.247 | 5.2561 | 4.9091 | 4.4915 | 4.098 | 3.6613 | 3.3651 | 2.9746 | 1.7055 | 0.35188 | -0.88061 | -4.4579 | -9.3493 | -12.151 | -11.1118 |  | 384841 | 392774 | WEST DIDSBURY | SOUTH MANCHESTER
| Withyfold Drive | 17.961 | 16.3652 | 15.9197 | 15.1096 | 14.6263 | 14.0368 | 13.3863 | 13.0636 | 12.4102 | 12.0232 | 11.3152 | 9.042 | 2.7429 | -1.5094 | -4.9017 |  | 24.961 | 23.3652 | 22.9197 | 22.1096 | 21.6263 | 21.0368 | 20.3863 | 20.0636 | 19.4102 | 19.0232 | 18.3152 | 16.042 | 9.7429 | 5.4906 | 2.0983 |  | 17.961 | 16.9672 | 16.9733 | 16.5309 | 16.3073 | 16.0219 | 15.5057 | 15.1433 | 14.3956 | 14.1246 | 13.5449 | 12.5621 | 11.05 | 10.4718 | 9.9651 |  | 24.961 | 23.9672 | 23.9733 | 23.5309 | 23.3073 | 23.0219 | 22.5057 | 22.1433 | 21.3956 | 21.1246 | 20.5449 | 19.5621 | 18.05 | 17.4718 | 16.9651 |  | 17.961 | 16.9345 | 16.599 | 15.8462 | 15.4389 | 14.9762 | 14.4752 | 14.2186 | 13.6362 | 13.2351 | 12.553 | 11.2214 | 9.1084 | 8.4632 | 8.0544 |  | 24.961 | 23.9345 | 23.599 | 22.8462 | 22.4389 | 21.9762 | 21.4752 | 21.2186 | 20.6362 | 20.2351 | 19.553 | 18.2214 | 16.1084 | 15.4632 | 15.0544 |  | 17.961 | 16.107 | 15.6852 | 14.922 | 14.4915 | 13.9978 | 13.4801 | 13.2393 | 12.541 | 11.9386 | 11.2842 | 8.0423 | 2.6233 | -1.1913 | -4.2337 |  | 24.961 | 23.107 | 22.6852 | 21.922 | 21.4915 | 20.9978 | 20.4801 | 20.2393 | 19.541 | 18.9386 | 18.2842 | 15.0423 | 9.6233 | 5.8087 | 2.7663 |  | 17.961 | 16.0117 | 15.63 | 14.8997 | 14.5121 | 14.0798 | 13.5968 | 13.0452 | 11.6918 | 10.3861 | 8.1072 | 4.4372 | -1.2955 | -3.6824 | -3.2855 |  | 24.961 | 23.0117 | 22.63 | 21.8997 | 21.5121 | 21.0798 | 20.5968 | 20.0452 | 18.6918 | 17.3861 | 15.1072 | 11.4372 | 5.7045 | 3.3176 | 3.7145 |  | 392132 | 374352 | MACCLESFIELD | MACCLESFIELD
| Woodbine St | 5.8801 | 4.7387 | 4.4571 | 4.1252 | 3.6821 | 3.1997 | 2.9184 | 2.606 | 2.1352 | 1.8002 | 1.5418 | -0.065978 | -4.0627 | -7.271 | -9.771 |  | 9.3801 | 8.2387 | 7.9571 | 7.6252 | 7.1821 | 6.6997 | 6.4184 | 6.106 | 5.6352 | 5.3002 | 5.0418 | 3.434 | -0.56273 | -3.771 | -6.271 |  | 5.8801 | 5.0459 | 4.9973 | 4.8076 | 4.5048 | 4.1845 | 3.9692 | 3.5869 | 3.0491 | 2.7419 | 2.5054 | 1.6724 | 0.55104 | -0.23184 | -0.87802 |  | 9.3801 | 8.5459 | 8.4973 | 8.3076 | 8.0048 | 7.6845 | 7.4692 | 7.0869 | 6.5491 | 6.2419 | 6.0054 | 5.1724 | 4.051 | 3.2682 | 2.622 |  | 5.8801 | 5.0425 | 4.8329 | 4.5309 | 4.136 | 3.7323 | 3.5349 | 3.286 | 2.8569 | 2.5337 | 2.272 | 1.3172 | 0.044079 | -0.82182 | -1.4327 |  | 9.3801 | 8.5425 | 8.3329 | 8.0309 | 7.636 | 7.2323 | 7.0349 | 6.786 | 6.3569 | 6.0337 | 5.772 | 4.8172 | 3.5441 | 2.6782 | 2.0673 |  | 5.8801 | 4.6007 | 4.3339 | 4.0305 | 3.6192 | 3.1852 | 2.9743 | 2.7466 | 2.3447 | 2.0504 | 1.8419 | 0.28423 | -3.5953 | -6.6483 | -8.8814 |  | 9.3801 | 8.1007 | 7.8339 | 7.5305 | 7.1192 | 6.6852 | 6.4743 | 6.2466 | 5.8447 | 5.5504 | 5.3419 | 3.7842 | -0.095297 | -3.1483 | -5.3814 |  | 5.8801 | 4.5544 | 4.3153 | 4.045 | 3.6646 | 3.2704 | 3.0926 | 2.8095 | 1.8677 | 0.99872 | 0.20005 | -2.3705 | -5.9696 | -8.1659 | -8.2135 |  | 9.3801 | 8.0544 | 7.8153 | 7.545 | 7.1646 | 6.7704 | 6.5926 | 6.3095 | 5.3677 | 4.4987 | 3.7 | 1.1295 | -2.4696 | -4.6659 | -4.7135 |  | 390519 | 412388 | CASTLETON | ROCHDALE
| Woodfield Rd | 7.599 | 4.5586 | 3.6197 | 3.3871 | 2.9255 | 2.5726 | 2.2143 | 1.7864 | 1.3801 | 1.0428 | 0.67117 | -1.5721 | -8.1787 | -13.8051 | -19.2462 |  | 12.236 | 9.1956 | 8.2567 | 8.0241 | 7.5625 | 7.2096 | 6.8513 | 6.4234 | 6.0171 | 5.6798 | 5.3082 | 3.0649 | -3.5417 | -9.1681 | -14.6092 |  | 7.599 | 6.1027 | 5.7306 | 5.6791 | 5.4089 | 5.2297 | 4.8221 | 4.2753 | 3.6721 | 3.3984 | 3.135 | 2.3042 | 1.061 | -0.52352 | -2.129 |  | 12.236 | 10.7397 | 10.3676 | 10.3161 | 10.0459 | 9.8667 | 9.4591 | 8.9123 | 8.3091 | 8.0354 | 7.772 | 6.9412 | 5.698 | 4.1135 | 2.508 |  | 7.599 | 5.3628 | 4.6103 | 4.4082 | 4.0028 | 3.7453 | 3.4975 | 3.1403 | 2.7716 | 2.3655 | 1.9705 | 0.6454 | -1.4061 | -3.5384 | -5.4914 |  | 12.236 | 9.9998 | 9.2473 | 9.0452 | 8.6398 | 8.3823 | 8.1345 | 7.7773 | 7.4086 | 7.0025 | 6.6075 | 5.2824 | 3.2309 | 1.0986 | -0.85435 |  | 7.599 | 3.6289 | 2.543 | 2.3579 | 1.9224 | 1.5548 | 1.0415 | 0.47088 | -0.10845 | -0.82988 | -1.6117 | -5.2301 | -13.5643 | -19.6284 | -23.4787 |  | 12.236 | 8.2659 | 7.18 | 6.9949 | 6.5594 | 6.1918 | 5.6785 | 5.1079 | 4.5285 | 3.8071 | 3.0253 | -0.59305 | -8.9273 | -14.9914 | -18.8417 |  | 7.599 | 3.194 | 2.0636 | 1.8984 | 1.439 | 0.87288 | 0.21133 | -0.62935 | -2.1522 | -3.808 | -5.5371 | -10.84 | -18.7091 | -22.9057 | -23.4322 |  | 12.236 | 7.831 | 6.7006 | 6.5354 | 6.076 | 5.5099 | 4.8483 | 4.0077 | 2.4848 | 0.82904 | -0.90005 | -6.203 | -14.0721 | -18.2687 | -18.7952 |  | 358258 | 418014 | WRIGHTINGTON | PENWORTHAM
| Woodhill Lane | 2.6891 | 2.3733 | 1.2024 | -0.067352 | -1.1969 | -2.3987 | -1.7685 | -1.8094 | -1.9962 | -2.1669 | -2.3798 | -3.2047 | -5.6868 | -7.9835 | -8.4538 |  | 3.6891 | 3.3733 | 2.2024 | 0.93265 | -0.19685 | -1.3987 | -3.7685 | -3.8094 | -3.9962 | -4.1669 | -4.3798 | -5.2047 | -7.6868 | -9.9835 | -10.4538 |  | 2.6891 | 2.3477 | 1.792 | 1.1299 | 0.58369 | -0.019659 | 1.7035 | 1.6031 | 1.3637 | 1.2645 | 1.1184 | 0.909 | 0.59368 | 0.20127 | 0.61323 |  | 3.6891 | 3.3477 | 2.792 | 2.1299 | 1.5837 | 0.98034 | -0.29647 | -0.39686 | -0.6363 | -0.73555 | -0.88158 | -1.091 | -1.4063 | -1.7987 | -1.3868 |  | 2.6891 | 2.4001 | 1.254 | 0.02588 | -1.0483 | -2.1756 | -1.4572 | -1.4316 | -1.5623 | -1.6983 | -1.8955 | -2.1985 | -2.65 | -3.1938 | -2.6519 |  | 3.6891 | 3.4001 | 2.254 | 1.0259 | -0.048291 | -1.1756 | -3.4572 | -3.4316 | -3.5623 | -3.6983 | -3.8955 | -4.1985 | -4.65 | -5.1938 | -4.6519 |  | 2.6891 | 2.3923 | 1.2405 | -0.01358 | -1.1249 | -2.2968 | -1.6211 | -1.6119 | -1.7571 | -1.8968 | -2.0745 | -2.822 | -5.1659 | -7.3258 | -7.7162 |  | 3.6891 | 3.3923 | 2.2405 | 0.98642 | -0.12495 | -1.2968 | -3.6211 | -3.6119 | -3.7571 | -3.8968 | -4.0745 | -4.822 | -7.1659 | -9.3258 | -9.7162 |  | 2.6891 | 2.4247 | 1.3085 | 0.085585 | -0.9935 | -2.1273 | -1.4116 | -1.4101 | -1.938 | -2.4981 | -3.1206 | -4.6452 | -6.8319 | -8.4695 | -7.2796 |  | 3.6891 | 3.4247 | 2.3085 | 1.0856 | 0.0065049 | -1.1273 | -3.4116 | -3.4101 | -3.938 | -4.4981 | -5.1206 | -6.6452 | -8.8319 | -10.4695 | -9.2796 |  | 343294 | 463785 | LANCASTER | HEYSHAM
| Woodhouse Park | 6.3288 | 4.7687 | 4.4589 | 4.118 | 3.7383 | 3.3171 | 3.0179 | 2.6533 | 2.296 | 1.9889 | 1.748 | 0.32174 | -3.8242 | -7.0932 | -9.7487 |  | 9.8288 | 8.2687 | 7.9589 | 7.618 | 7.2383 | 6.8171 | 6.5179 | 6.1533 | 5.796 | 5.4889 | 5.248 | 3.8217 | -0.32422 | -3.5932 | -6.2487 |  | 6.3288 | 5.4054 | 5.3937 | 5.2504 | 5.085 | 4.9323 | 4.8513 | 4.5958 | 4.3068 | 4.1243 | 3.9665 | 3.483 | 2.8298 | 2.4794 | 2.2267 |  | 9.8288 | 8.9054 | 8.8937 | 8.7504 | 8.585 | 8.4323 | 8.3513 | 8.0958 | 7.8068 | 7.6243 | 7.4665 | 6.983 | 6.3298 | 5.9794 | 5.7267 |  | 6.3288 | 5.1797 | 4.9781 | 4.7102 | 4.4388 | 4.1836 | 4.0718 | 3.8574 | 3.6109 | 3.3575 | 3.1253 | 2.4376 | 1.5412 | 1.0553 | 0.85578 |  | 9.8288 | 8.6797 | 8.4781 | 8.2102 | 7.9388 | 7.6836 | 7.5718 | 7.3574 | 7.1109 | 6.8575 | 6.6253 | 5.9376 | 5.0412 | 4.5553 | 4.3558 |  | 6.3288 | 4.417 | 4.0889 | 3.771 | 3.4182 | 3.0366 | 2.7957 | 2.4962 | 2.1919 | 1.9316 | 1.7406 | 0.41194 | -3.5637 | -6.6816 | -9.2113 |  | 9.8288 | 7.917 | 7.5889 | 7.271 | 6.9182 | 6.5366 | 6.2957 | 5.9962 | 5.6919 | 5.4316 | 5.2406 | 3.9119 | -0.063653 | -3.1816 | -5.7113 |  | 6.3288 | 4.2729 | 3.9651 | 3.6813 | 3.3673 | 3.0367 | 2.8445 | 2.5495 | 1.6548 | 0.73483 | -0.16129 | -2.7619 | -6.4392 | -8.6967 | -8.5295 |  | 9.8288 | 7.7729 | 7.4651 | 7.1813 | 6.8673 | 6.5367 | 6.3445 | 6.0495 | 5.1548 | 4.2348 | 3.3387 | 0.73813 | -2.9392 | -5.1967 | -5.0295 |  | 382132 | 386340 | MOSS NOOK | SOUTH MANCHESTER
| Woodley | 10.7333 | 10.2068 | 9.8372 | 9.5411 | 9.3695 | 8.8595 | 8.6225 | 8.4159 | 7.9915 | 7.7135 | 7.4479 | 6.222 | 2.8541 | -0.41532 | -3.2247 |  | 15.3703 | 14.8438 | 14.4742 | 14.1781 | 14.0065 | 13.4965 | 13.2595 | 13.0529 | 12.6285 | 12.3505 | 12.0849 | 10.859 | 7.4911 | 4.2217 | 1.4123 |  | 10.7333 | 10.4089 | 10.3218 | 10.2714 | 10.3394 | 10.1708 | 10.064 | 9.9184 | 9.6556 | 9.4769 | 9.3653 | 8.9787 | 8.4601 | 7.6621 | 7.0679 |  | 15.3703 | 15.0459 | 14.9588 | 14.9084 | 14.9764 | 14.8078 | 14.701 | 14.5554 | 14.2926 | 14.1139 | 14.0023 | 13.6157 | 13.0971 | 12.2991 | 11.7049 |  | 10.7333 | 10.4402 | 10.1035 | 9.8309 | 9.6842 | 9.2756 | 9.0398 | 8.8796 | 8.6446 | 8.3533 | 8.1319 | 7.4396 | 6.5219 | 5.6998 | 5.2869 |  | 15.3703 | 15.0772 | 14.7405 | 14.4679 | 14.3212 | 13.9126 | 13.6768 | 13.5166 | 13.2816 | 12.9903 | 12.7689 | 12.0766 | 11.1589 | 10.3368 | 9.9239 |  | 10.7333 | 10.1343 | 9.7764 | 9.4943 | 9.3251 | 8.8109 | 8.5693 | 8.3665 | 7.8346 | 7.5165 | 7.204 | 5.7916 | 2.0155 | -0.89014 | -3.1219 |  | 15.3703 | 14.7713 | 14.4134 | 14.1313 | 13.9621 | 13.4479 | 13.2063 | 13.0035 | 12.4716 | 12.1535 | 11.841 | 10.4286 | 6.6525 | 3.7469 | 1.5151 |  | 10.7333 | 10.1094 | 9.7871 | 9.5285 | 9.2263 | 8.7155 | 8.481 | 8.2408 | 7.3314 | 6.5372 | 5.7413 | 3.4632 | -0.21249 | -2.7787 | -2.6916 |  | 15.3703 | 14.7464 | 14.4241 | 14.1655 | 13.8633 | 13.3525 | 13.118 | 12.8778 | 11.9684 | 11.1742 | 10.3783 | 8.1002 | 4.4245 | 1.8583 | 1.9454 |  | 393116 | 392019 | VERNON PARK | BREDBURY
| Woolfold | 12.3292 | 11.9625 | 11.5088 | 11.2522 | 10.775 | 10.4344 | 10.0828 | 9.7805 | 9.4518 | 9.132 | 8.8474 | 6.7666 | 1.0828 | -3.6777 | -6.8529 |  | 16.3292 | 15.9625 | 15.5088 | 15.2522 | 14.775 | 14.4344 | 14.0828 | 13.7805 | 13.4518 | 13.132 | 12.8474 | 10.7666 | 5.0828 | 0.3223 | -2.8529 |  | 12.3292 | 11.9272 | 11.7477 | 11.6898 | 11.3982 | 11.2518 | 10.9869 | 10.6086 | 10.1636 | 9.9042 | 9.663 | 8.9211 | 8.0863 | 7.5796 | 7.3788 |  | 16.3292 | 15.9272 | 15.7477 | 15.6898 | 15.3982 | 15.2518 | 14.9869 | 14.6086 | 14.1636 | 13.9042 | 13.663 | 12.9211 | 12.0863 | 11.5796 | 11.3788 |  | 12.3292 | 11.9854 | 11.5619 | 11.3357 | 10.912 | 10.6608 | 10.4141 | 10.1875 | 9.8961 | 9.5883 | 9.2979 | 8.4119 | 7.2632 | 6.6006 | 6.4171 |  | 16.3292 | 15.9854 | 15.5619 | 15.3357 | 14.912 | 14.6608 | 14.4141 | 14.1875 | 13.8961 | 13.5883 | 13.2979 | 12.4119 | 11.2632 | 10.6006 | 10.4171 |  | 12.3292 | 12.0063 | 11.6037 | 11.3827 | 10.9544 | 10.7012 | 10.4766 | 10.3272 | 10.1289 | 9.8406 | 9.528 | 7.5403 | 2.4618 | -2.003 | -4.962 |  | 16.3292 | 16.0063 | 15.6037 | 15.3827 | 14.9544 | 14.7012 | 14.4766 | 14.3272 | 14.1289 | 13.8406 | 13.528 | 11.5403 | 6.4618 | 1.997 | -0.96202 |  | 12.3292 | 12.0458 | 11.6805 | 11.4792 | 11.0787 | 10.8682 | 10.6837 | 10.3718 | 9.1977 | 7.9583 | 6.7536 | 3.188 | -1.7521 | -4.835 | -4.186 |  | 16.3292 | 16.0458 | 15.6805 | 15.4792 | 15.0787 | 14.8682 | 14.6837 | 14.3718 | 13.1977 | 11.9583 | 10.7536 | 7.188 | 2.2479 | -0.83504 | -0.18596 |  | 378874 | 411666 | BURY | KEARSLEY
| Wordsworth St | 9.9166 | 9.4545 | 9.0182 | 8.7281 | 8.1204 | 7.7972 | 7.5077 | 7.1912 | 6.7446 | 6.4719 | 6.2304 | 3.9161 | -2.7611 | -8.3109 | -11.9521 |  | 14.5536 | 14.0915 | 13.6552 | 13.3651 | 12.7574 | 12.4342 | 12.1447 | 11.8282 | 11.3816 | 11.1089 | 10.8674 | 8.5531 | 1.8759 | -3.6739 | -7.3151 |  | 9.9166 | 9.4126 | 9.2512 | 9.1817 | 8.7932 | 8.705 | 8.5499 | 8.2042 | 7.6913 | 7.5132 | 7.3368 | 6.683 | 5.9692 | 5.5274 | 5.3907 |  | 14.5536 | 14.0496 | 13.8882 | 13.8187 | 13.4302 | 13.342 | 13.1869 | 12.8412 | 12.3283 | 12.1502 | 11.9738 | 11.32 | 10.6062 | 10.1644 | 10.0277 |  | 9.9166 | 9.4904 | 9.0948 | 8.8546 | 8.3283 | 8.1322 | 7.9902 | 7.7805 | 7.3916 | 7.1327 | 6.8775 | 6.0038 | 4.9526 | 4.3418 | 4.2746 |  | 14.5536 | 14.1274 | 13.7318 | 13.4916 | 12.9653 | 12.7692 | 12.6272 | 12.4175 | 12.0286 | 11.7697 | 11.5145 | 10.6408 | 9.5896 | 8.9788 | 8.9116 |  | 9.9166 | 9.4992 | 9.1116 | 8.8575 | 8.2985 | 8.0565 | 7.8832 | 7.7081 | 7.3832 | 7.1867 | 6.9636 | 4.8108 | -1.4382 | -6.717 | -10.1422 |  | 14.5536 | 14.1362 | 13.7486 | 13.4945 | 12.9355 | 12.6935 | 12.5202 | 12.3451 | 12.0202 | 11.8237 | 11.6006 | 9.4478 | 3.1988 | -2.08 | -5.5052 |  | 9.9166 | 9.552 | 9.2172 | 8.9938 | 8.476 | 8.2899 | 8.1679 | 7.8175 | 6.3001 | 4.8803 | 3.4882 | -0.71604 | -6.5227 | -10.0815 | -9.1127 |  | 14.5536 | 14.189 | 13.8542 | 13.6308 | 13.113 | 12.9269 | 12.8049 | 12.4545 | 10.9371 | 9.5173 | 8.1252 | 3.921 | -1.8857 | -5.4445 | -4.4757 |  | 370709 | 410873 | BOLTON | KEARSLEY
| Worsley Mesnes | 14.6197 | 13.8769 | 12.7942 | 11.6869 | 9.3805 | 7.0825 | 5.58 | 4.0854 | 3.0206 | 2.7236 | 2.4813 | 0.92017 | -3.3879 | -6.923 | -9.5366 |  | 19.2567 | 18.5139 | 17.4312 | 16.3239 | 14.0175 | 11.7195 | 10.217 | 8.7224 | 7.6576 | 7.3606 | 7.1183 | 5.5572 | 1.2491 | -2.286 | -4.8996 |  | 14.6197 | 14.0575 | 13.5812 | 13.0156 | 11.8445 | 10.6951 | 9.8741 | 8.9537 | 8.2279 | 7.9861 | 7.778 | 7.1792 | 6.4328 | 6.0428 | 5.8314 |  | 19.2567 | 18.6945 | 18.2182 | 17.6526 | 16.4815 | 15.3321 | 14.5111 | 13.5907 | 12.8649 | 12.6231 | 12.415 | 11.8162 | 11.0698 | 10.6798 | 10.4684 |  | 14.6197 | 14.0831 | 13.0532 | 11.9731 | 9.7091 | 7.4833 | 6.0662 | 4.6315 | 3.5895 | 3.2945 | 3.0384 | 2.3024 | 1.395 | 0.91663 | 0.75701 |  | 19.2567 | 18.7201 | 17.6902 | 16.6101 | 14.3461 | 12.1203 | 10.7032 | 9.2685 | 8.2265 | 7.9315 | 7.6754 | 6.9394 | 6.032 | 5.5536 | 5.394 |  | 14.6197 | 13.8117 | 12.7482 | 11.6627 | 9.3828 | 7.1355 | 5.7098 | 4.3114 | 3.3231 | 3.0738 | 2.8827 | 1.434 | -2.6802 | -6.0974 | -8.5561 |  | 19.2567 | 18.4487 | 17.3852 | 16.2997 | 14.0198 | 11.7725 | 10.3468 | 8.9484 | 7.9601 | 7.7108 | 7.5197 | 6.071 | 1.9568 | -1.4604 | -3.9191 |  | 14.6197 | 13.7974 | 12.7578 | 11.6907 | 9.4318 | 7.2171 | 5.8203 | 4.3169 | 2.6401 | 1.6752 | 0.75737 | -1.9218 | -5.7817 | -8.1616 | -7.9005 |  | 19.2567 | 18.4344 | 17.3948 | 16.3277 | 14.0688 | 11.8541 | 10.4573 | 8.9539 | 7.2771 | 6.3122 | 5.3944 | 2.7152 | -1.1447 | -3.5246 | -3.2635 |  | 357435 | 403977 | WIGAN | KIRKBY
| Wrightington | 12.1193 | 10.4842 | 9.658 | 9.0829 | 8.38 | 7.6613 | 6.8649 | 6.2298 | 5.5405 | 4.928 | 4.4162 | 2.1514 | -2.6933 | -5.6752 | -8.2617 |  | 16.7563 | 15.1212 | 14.295 | 13.7199 | 13.017 | 12.2983 | 11.5019 | 10.8668 | 10.1775 | 9.565 | 9.0532 | 6.7884 | 1.9437 | -1.0382 | -3.6247 |  | 12.1193 | 11.1204 | 10.8188 | 10.5862 | 10.2426 | 9.9328 | 9.4694 | 8.9161 | 8.2986 | 7.89 | 7.5114 | 6.366 | 4.7401 | 3.7262 | 3.0666 |  | 16.7563 | 15.7574 | 15.4558 | 15.2232 | 14.8796 | 14.5698 | 14.1064 | 13.5531 | 12.9356 | 12.527 | 12.1484 | 11.003 | 9.3771 | 8.3632 | 7.7036 |  | 12.1193 | 10.9116 | 10.2232 | 9.7588 | 9.2369 | 8.7847 | 8.3028 | 7.9182 | 7.2967 | 6.6469 | 6.0314 | 4.3169 | 2.2951 | 1.3367 | 1.2758 |  | 16.7563 | 15.5486 | 14.8602 | 14.3958 | 13.8739 | 13.4217 | 12.9398 | 12.5552 | 11.9337 | 11.2839 | 10.6684 | 8.9539 | 6.9321 | 5.9737 | 5.9128 |  | 12.1193 | 10.1986 | 9.3597 | 8.8213 | 8.1657 | 7.5442 | 6.8915 | 6.4349 | 5.8991 | 5.3793 | 4.9672 | 2.8075 | -1.612 | -4.2322 | -6.5899 |  | 16.7563 | 14.8356 | 13.9967 | 13.4583 | 12.8027 | 12.1812 | 11.5285 | 11.0719 | 10.5361 | 10.0163 | 9.6042 | 7.4445 | 3.025 | 0.40478 | -1.9529 |  | 12.1193 | 10.0711 | 9.2128 | 8.678 | 8.0573 | 7.5304 | 6.9988 | 6.631 | 5.6503 | 4.5624 | 3.5074 | 0.44038 | -3.2304 | -5.0321 | -4.8202 |  | 16.7563 | 14.7081 | 13.8498 | 13.315 | 12.6943 | 12.1674 | 11.6358 | 11.268 | 10.2873 | 9.1994 | 8.1444 | 5.0774 | 1.4066 | -0.39513 | -0.18324 |  | 353466 | 413290 | WRIGHTINGTON | PENWORTHAM
| Yealand | 1.0704 | 0.83439 | 0.67398 | 0.53967 | 0.37571 | 0.20162 | 0.071259 | -0.033613 | -0.14095 | -0.28104 | -0.40573 | -0.99659 | -2.715 | -4.2828 | -5.9175 |  | 9.0704 | 8.8344 | 8.674 | 8.5397 | 8.3757 | 8.2016 | 8.0713 | 7.9664 | 7.8591 | 7.719 | 7.5943 | 7.0034 | 5.285 | 3.7172 | 2.0825 |  | 1.0704 | 0.89349 | 0.85872 | 0.82759 | 0.76622 | 0.70926 | 0.65921 | 0.58124 | 0.44901 | 0.39355 | 0.31204 | 0.011069 | -0.44541 | -1.2079 | -1.9524 |  | 9.0704 | 8.8935 | 8.8587 | 8.8276 | 8.7662 | 8.7093 | 8.6592 | 8.5812 | 8.449 | 8.3935 | 8.312 | 8.0111 | 7.5546 | 6.7921 | 6.0476 |  | 1.0704 | 0.85632 | 0.71027 | 0.60041 | 0.46789 | 0.3418 | 0.265 | 0.20802 | 0.1143 | -0.022375 | -0.15094 | -0.56896 | -1.2925 | -2.2061 | -2.9174 |  | 9.0704 | 8.8563 | 8.7103 | 8.6004 | 8.4679 | 8.3418 | 8.265 | 8.208 | 8.1143 | 7.9776 | 7.8491 | 7.431 | 6.7075 | 5.7939 | 5.0826 |  | 1.0704 | 0.80631 | 0.65219 | 0.52858 | 0.37113 | 0.19662 | 0.069714 | -0.026099 | -0.14965 | -0.43703 | -0.78937 | -2.219 | -4.8793 | -6.722 | -7.6489 |  | 9.0704 | 8.8063 | 8.6522 | 8.5286 | 8.3711 | 8.1966 | 8.0697 | 7.9739 | 7.8504 | 7.563 | 7.2106 | 5.781 | 3.1207 | 1.278 | 0.35112 |  | 1.0704 | 0.79079 | 0.63447 | 0.50284 | 0.32303 | 0.1334 | -0.014588 | -0.27251 | -0.76463 | -1.2907 | -1.85 | -3.6094 | -6.0865 | -7.3727 | -7.5427 |  | 9.0704 | 8.7908 | 8.6345 | 8.5028 | 8.323 | 8.1334 | 7.9854 | 7.7275 | 7.2354 | 6.7093 | 6.15 | 4.3906 | 1.9135 | 0.6273 | 0.45727 |  | 351537 | 475934 | KENDAL (PARKSIDE RD) | HUTTON

## BSP Headroom
Click the scenario name to move directly to the associated results | Best View
Steady Progression
System Transformation
Consumer Transformation
Leading the Way
| BSP | Best View Firm Headroom MVA | [14 empty] | Best View Non Firm Headroom MVA | [14 empty] | Steady Progression Firm Headroom MVA | [14 empty] | Steady Progression Non Firm Headroom MVA | [14 empty] | System Transformation Firm Headroom MVA | [14 empty] | System Transformation Non Firm Headroom MVA | [14 empty] | Consumer Transformation Firm Headroom MVA | [14 empty] | Consumer Transformation Non Firm Headroom MVA | [14 empty] | Leading the Way Firm Headroom MVA | [14 empty] | Leading the Way Non Firm Headroom MVA
|  | 2023 | 2024 | 2025 | 2026 | 2027 | 2028 | 2029 | 2030 | 2031 | 2032 | 2033 | 2036 | 2041 | 2046 | 2051 | 2023 | 2024 | 2025 | 2026 | 2027 | 2028 | 2029 | 2030 | 2031 | 2032 | 2033 | 2036 | 2041 | 2046 | 2051 | 2023 | 2024 | 2025 | 2026 | 2027 | 2028 | 2029 | 2030 | 2031 | 2032 | 2033 | 2036 | 2041 | 2046 | 2051 | 2023 | 2024 | 2025 | 2026 | 2027 | 2028 | 2029 | 2030 | 2031 | 2032 | 2033 | 2036 | 2041 | 2046 | 2051 | 2023 | 2024 | 2025 | 2026 | 2027 | 2028 | 2029 | 2030 | 2031 | 2032 | 2033 | 2036 | 2041 | 2046 | 2051 | 2023 | 2024 | 2025 | 2026 | 2027 | 2028 | 2029 | 2030 | 2031 | 2032 | 2033 | 2036 | 2041 | 2046 | 2051 | 2023 | 2024 | 2025 | 2026 | 2027 | 2028 | 2029 | 2030 | 2031 | 2032 | 2033 | 2036 | 2041 | 2046 | 2051 | 2023 | 2024 | 2025 | 2026 | 2027 | 2028 | 2029 | 2030 | 2031 | 2032 | 2033 | 2036 | 2041 | 2046 | 2051 | 2023 | 2024 | 2025 | 2026 | 2027 | 2028 | 2029 | 2030 | 2031 | 2032 | 2033 | 2036 | 2041 | 2046 | 2051 | 2023 | 2024 | 2025 | 2026 | 2027 | 2028 | 2029 | 2030 | 2031 | 2032 | 2033 | 2036 | 2041 | 2046 | 2051 | Easting | Northing | GSP
| Adswood | 64.4176 | 57.1311 | 55.3329 | 53.9296 | 52.5504 | 51.0785 | 49.6278 | 48.2897 | 46.948 | 45.6372 | 44.6946 | 38.2311 | 19.7096 | 5.0014 | -5.1822 | 82.4176 | 75.1311 | 73.3329 | 71.9296 | 70.5504 | 69.0785 | 67.6278 | 66.2897 | 64.948 | 63.6372 | 62.6946 | 56.2311 | 37.7096 | 23.0014 | 12.8178 | 64.4176 | 60.9045 | 60.437 | 59.7155 | 58.983 | 58.239 | 57.1023 | 55.5329 | 53.79 | 52.7314 | 51.9494 | 49.683 | 46.5965 | 44.8789 | 43.992 | 82.4176 | 78.9045 | 78.437 | 77.7155 | 76.983 | 76.239 | 75.1023 | 73.5329 | 71.79 | 70.7314 | 69.9494 | 67.683 | 64.5965 | 62.8789 | 61.992 | 64.4176 | 60.3004 | 58.9733 | 57.7036 | 56.5388 | 55.4131 | 54.3651 | 53.3353 | 52.1621 | 50.9269 | 49.9834 | 47.0622 | 43.3218 | 41.2709 | 40.6022 | 82.4176 | 78.3004 | 76.9733 | 75.7036 | 74.5388 | 73.4131 | 72.3651 | 71.3353 | 70.1621 | 68.9269 | 67.9834 | 65.0622 | 61.3218 | 59.2709 | 58.6022 | 64.4176 | 55.3136 | 53.4394 | 52.1662 | 50.9372 | 49.7014 | 48.5962 | 47.6654 | 46.6474 | 45.3245 | 44.4048 | 39.0212 | 21.2149 | 7.175 | -2.1759 | 82.4176 | 73.3136 | 71.4394 | 70.1662 | 68.9372 | 67.7014 | 66.5962 | 65.6654 | 64.6474 | 63.3245 | 62.4048 | 57.0212 | 39.2149 | 25.175 | 15.8241 | 64.4176 | 54.5147 | 52.7173 | 51.5819 | 50.496 | 49.4416 | 48.4983 | 47.2165 | 43.2776 | 39.1265 | 35.3006 | 23.9954 | 7.5132 | -2.1521 | -0.17989 | 82.4176 | 72.5147 | 70.7173 | 69.5819 | 68.496 | 67.4416 | 66.4983 | 65.2165 | 61.2776 | 57.1265 | 53.3006 | 41.9954 | 25.5132 | 15.8479 | 17.8201 | 389188 | 388310 | BREDBURY
| Agecroft | 22.1099 | 18.083 | 16.5829 | 14.9421 | 13.4199 | 11.8423 | 25.2298 | 23.6891 | 22.2276 | 20.7939 | 19.5623 | 12.0207 | -9.0602 | -25.5251 | -37.2214 | 34.1099 | 30.083 | 28.5829 | 26.9421 | 25.4199 | 23.8423 | 22.2298 | 20.6891 | 19.2276 | 17.7939 | 16.5623 | 9.0207 | -12.0602 | -28.5251 | -40.2214 | 22.1099 | 18.9369 | 18.6089 | 17.8235 | 17.114 | 16.4511 | 30.3964 | 28.9041 | 27.2255 | 26.2411 | 25.3322 | 22.7531 | 19.3092 | 17.2173 | 15.9693 | 34.1099 | 30.9369 | 30.6089 | 29.8235 | 29.114 | 28.4511 | 27.3964 | 25.9041 | 24.2255 | 23.2411 | 22.3322 | 19.7531 | 16.3092 | 14.2173 | 12.9693 | 22.1099 | 19.0933 | 17.8595 | 16.4239 | 15.2225 | 14.1372 | 28.0953 | 27.0098 | 25.8235 | 24.5347 | 23.3315 | 19.8604 | 15.3382 | 12.6943 | 11.7033 | 34.1099 | 31.0933 | 29.8595 | 28.4239 | 27.2225 | 26.1372 | 25.0953 | 24.0098 | 22.8235 | 21.5347 | 20.3315 | 16.8604 | 12.3382 | 9.6943 | 8.7033 | 22.1099 | 17.7345 | 16.3453 | 14.8407 | 13.4808 | 12.1542 | 25.9024 | 24.8034 | 23.6804 | 22.4572 | 21.4374 | 14.1842 | -6.2924 | -22.0165 | -32.5307 | 34.1099 | 29.7345 | 28.3453 | 26.8407 | 25.4808 | 24.1542 | 22.9024 | 21.8034 | 20.6804 | 19.4572 | 18.4374 | 11.1842 | -9.2924 | -25.0165 | -35.5307 | 22.1099 | 17.6965 | 16.5031 | 15.1605 | 13.8687 | 12.7531 | 26.6846 | 25.3055 | 20.8686 | 16.1506 | 11.5401 | -1.8827 | -20.7712 | -31.4696 | -29.0015 | 34.1099 | 29.6965 | 28.5031 | 27.1605 | 25.8687 | 24.7531 | 23.6846 | 22.3055 | 17.8686 | 13.1506 | 8.5401 | -4.8827 | -23.7712 | -34.4696 | -32.0015 | 380345 | 401831 | KEARSLEY
| Altrincham | 61.2439 | 57.0238 | 55.2889 | 53.5523 | 51.969 | 50.3736 | 48.7591 | 47.3069 | 45.8745 | 44.4118 | 43.1082 | 35.6411 | 15.0437 | -1.4949 | -13.2666 | 79.2439 | 75.0238 | 73.2889 | 71.5523 | 69.969 | 68.3736 | 66.7591 | 65.3069 | 63.8745 | 62.4118 | 61.1082 | 53.6411 | 33.0437 | 16.5051 | 4.7334 | 61.2439 | 58.4395 | 58.0451 | 57.144 | 56.3054 | 55.5048 | 54.2478 | 52.4999 | 50.5626 | 49.4309 | 48.365 | 45.556 | 41.9207 | 39.8348 | 38.6494 | 79.2439 | 76.4395 | 76.0451 | 75.144 | 74.3054 | 73.5048 | 72.2478 | 70.4999 | 68.5626 | 67.4309 | 66.365 | 63.556 | 59.9207 | 57.8348 | 56.6494 | 61.2439 | 58.2728 | 56.8181 | 55.2547 | 53.9316 | 52.7318 | 51.5774 | 50.485 | 49.2717 | 47.9177 | 46.6306 | 43.1902 | 38.7789 | 36.2554 | 35.1957 | 79.2439 | 76.2728 | 74.8181 | 73.2547 | 71.9316 | 70.7318 | 69.5774 | 68.485 | 67.2717 | 65.9177 | 64.6306 | 61.1902 | 56.7789 | 54.2554 | 53.1957 | 61.2439 | 56.3911 | 54.7559 | 53.1576 | 51.7515 | 50.4702 | 49.3114 | 48.4062 | 47.4171 | 46.2291 | 45.2192 | 38.3969 | 18.9346 | 3.4425 | -7.2376 | 79.2439 | 74.3911 | 72.7559 | 71.1576 | 69.7515 | 68.4702 | 67.3114 | 66.4062 | 65.4171 | 64.2291 | 63.2192 | 56.3969 | 36.9346 | 21.4425 | 10.7624 | 61.2439 | 56.1771 | 54.6919 | 53.2531 | 52.0151 | 50.9442 | 49.9819 | 48.7246 | 44.5287 | 39.957 | 35.4834 | 22.7008 | 4.5515 | -6.2242 | -4.3214 | 79.2439 | 74.1771 | 72.6919 | 71.2531 | 70.0151 | 68.9442 | 67.9819 | 66.7246 | 62.5287 | 57.957 | 53.4834 | 40.7008 | 22.5515 | 11.7758 | 13.6786 | 376380 | 389012 | CARRINGTON
| Atherton | 35.8859 | 26.1414 | 22.7237 | 19.4057 | 9.8598 | 0.20692 | -3.4143 | -6.7386 | -9.8177 | -12.4504 | -14.768 | -28.2524 | -65.324 | -94.2083 | -114.9777 | 53.8859 | 44.1414 | 40.7237 | 37.4057 | 27.8598 | 18.2069 | 14.5857 | 11.2614 | 8.1823 | 5.5496 | 3.232 | -10.2524 | -47.324 | -76.2083 | -96.9777 | 35.8859 | 29.5827 | 28.4564 | 26.598 | 24.4002 | 22.2187 | 19.6437 | 16.3529 | 12.9209 | 10.8328 | 8.8132 | 3.1827 | -4.1324 | -8.3404 | -10.9713 | 53.8859 | 47.5827 | 46.4564 | 44.598 | 42.4002 | 40.2187 | 37.6437 | 34.3529 | 30.9209 | 28.8328 | 26.8132 | 21.1827 | 13.8676 | 9.6596 | 7.0287 | 35.8859 | 29.172 | 26.393 | 23.3493 | 14.2153 | 5.2335 | 2.4122 | -0.34402 | -3.1361 | -5.6947 | -8.0935 | -14.7754 | -23.8526 | -28.5907 | -30.6332 | 53.8859 | 47.172 | 44.393 | 41.3493 | 32.2153 | 23.2335 | 20.4122 | 17.656 | 14.8639 | 12.3053 | 9.9065 | 3.2246 | -5.8526 | -10.5907 | -12.6332 | 35.8859 | 24.5049 | 21.1382 | 18.0473 | 8.7777 | -0.41911 | -3.3786 | -5.8936 | -8.2588 | -10.3609 | -12.2577 | -25.0126 | -60.7089 | -88.2431 | -107.1338 | 53.8859 | 42.5049 | 39.1382 | 36.0473 | 26.7777 | 17.5809 | 14.6214 | 12.1064 | 9.7412 | 7.6391 | 5.7423 | -7.0126 | -42.7089 | -70.2431 | -89.1338 | 35.8859 | 23.8983 | 20.744 | 17.913 | 8.9045 | 0.053603 | -2.593 | -5.827 | -13.8384 | -21.9728 | -29.9089 | -53.3949 | -85.8166 | -104.7286 | -101.8666 | 53.8859 | 41.8983 | 38.744 | 35.913 | 26.9045 | 18.0536 | 15.407 | 12.173 | 4.1616 | -3.9728 | -11.9089 | -35.3949 | -67.8166 | -86.7286 | -83.8666 | 366150 | 402088 | KEARSLEY
| Barrow & Sandgate | 64.2829 | 75.6423 | 74.437 | 72.7411 | 71.4674 | 70.14 | 68.6695 | 67.4705 | 66.2575 | 65.142 | 64.2175 | 57.3039 | 28.5075 | 16.4028 | 8.331 | 102.2829 | 113.6423 | 112.437 | 110.7411 | 109.4674 | 108.14 | 106.6695 | 105.4705 | 104.2575 | 103.142 | 102.2175 | 95.3039 | 66.5075 | 54.4028 | 46.331 | 64.2829 | 76.4332 | 76.6815 | 59.933 | 49.8404 | 39.8542 | 39.4963 | 38.7308 | 37.7484 | 37.2295 | 36.7387 | 35.2837 | 33.353 | 32.4734 | 32.2922 | 102.2829 | 114.4332 | 114.6815 | 97.933 | 87.8404 | 77.8542 | 77.4963 | 76.7308 | 75.7484 | 75.2295 | 74.7387 | 73.2837 | 71.353 | 70.4734 | 70.2922 | 64.2829 | 76.6341 | 75.7275 | 74.2485 | 73.2917 | 72.4428 | 71.538 | 70.7865 | 69.7781 | 68.6417 | 67.5316 | 64.1032 | 50.4249 | 50.8552 | 52.3279 | 102.2829 | 114.6341 | 113.7275 | 112.2485 | 111.2917 | 110.4428 | 109.538 | 108.7865 | 107.7781 | 106.6417 | 105.5316 | 102.1032 | 88.4249 | 88.8552 | 90.3279 | 64.2829 | 75.4102 | 74.302 | 72.7549 | 71.5418 | 70.4586 | 69.4555 | 68.5114 | 67.0774 | 65.7579 | 64.602 | 36.8938 | 22.7492 | 12.3793 | 5.6951 | 102.2829 | 113.4102 | 112.302 | 110.7549 | 109.5418 | 108.4586 | 107.4555 | 106.5114 | 105.0774 | 103.7579 | 102.602 | 74.8938 | 60.7492 | 50.3793 | 43.6951 | 64.2829 | 75.3944 | 74.4295 | 72.4583 | 71.5326 | 62.2612 | 61.9465 | 60.737 | 57.4657 | 41.3377 | 38.1167 | 27.5751 | 14.1988 | 7.9846 | 13.0098 | 102.2829 | 113.3944 | 112.4295 | 110.4583 | 109.5326 | 100.2612 | 99.9465 | 98.737 | 95.4657 | 79.3377 | 76.1167 | 65.5751 | 52.1988 | 45.9846 | 51.0098 | 319709 | 470489 | HARKER
| Barton | 75.1653 | 71.1411 | 68.7922 | 66.4775 | 56.3916 | 46.4412 | 44.5489 | 42.719 | 40.9088 | 36.1246 | 30.3364 | 16.0483 | -17.221 | -30.7428 | -43.0219 | 105.1653 | 101.1411 | 98.7922 | 96.4775 | 86.3916 | 76.4412 | 74.5489 | 72.719 | 70.9088 | 66.1246 | 60.3364 | 46.0483 | 12.779 | -0.74284 | -13.0219 | 75.1653 | 75.8244 | 76.0985 | 75.6539 | 75.6047 | 75.9364 | 75.6698 | 74.7917 | 73.5245 | 72.7404 | 71.9796 | 69.8586 | 65.4117 | 62.1026 | 59.7625 | 105.1653 | 105.8244 | 106.0985 | 105.6539 | 105.6047 | 105.9364 | 105.6698 | 104.7917 | 103.5245 | 102.7404 | 101.9796 | 99.8586 | 95.4117 | 92.1026 | 89.7625 | 75.1653 | 74.8246 | 73.0337 | 70.8684 | 60.9691 | 51.3057 | 49.7455 | 48.1967 | 46.5377 | 41.8356 | 36.0757 | 24.7245 | 3.9353 | 1.2796 | 1.0442 | 105.1653 | 104.8246 | 103.0337 | 100.8684 | 90.9691 | 81.3057 | 79.7455 | 78.1967 | 76.5377 | 71.8356 | 66.0757 | 54.7245 | 33.9353 | 31.2796 | 31.0442 | 75.1653 | 68.8457 | 66.344 | 64.1063 | 54.0475 | 44.1334 | 42.2987 | 40.5824 | 38.7662 | 34.1423 | 28.5896 | -1.6422 | -19.1099 | -31.5784 | -40.554 | 105.1653 | 98.8457 | 96.344 | 94.1063 | 84.0475 | 74.1334 | 72.2987 | 70.5824 | 68.7662 | 64.1423 | 58.5896 | 28.3578 | 10.8901 | -1.5784 | -10.554 | 75.1653 | 67.7378 | 65.2033 | 63.0401 | 49.2172 | 32.2128 | 22.711 | 4.7648 | -24.0043 | -29.1711 | -33.4125 | -46.4872 | -65.0558 | -74.2088 | -73.3388 | 105.1653 | 97.7378 | 95.2033 | 93.0401 | 79.2172 | 62.2128 | 52.711 | 34.7648 | 5.9957 | 0.8289 | -3.4125 | -16.4872 | -35.0558 | -44.2088 | -43.3388 | 376758 | 397174 | CARRINGTON
| Belfield | 75.7575 | 69.5806 | 68.1011 | 66.7618 | 65.5205 | 64.2388 | 62.9228 | 61.728 | 60.5333 | 59.3483 | 58.3107 | 51.7829 | 33.4122 | 18.5641 | 7.9023 | 93.7575 | 87.5806 | 86.1011 | 84.7618 | 83.5205 | 82.2388 | 80.9228 | 79.728 | 78.5333 | 77.3483 | 76.3107 | 69.7829 | 51.4122 | 36.5641 | 25.9023 | 75.7575 | 72.3655 | 72.0375 | 71.3028 | 70.6263 | 69.9884 | 69.0229 | 67.705 | 66.2256 | 65.3183 | 64.4847 | 62.0107 | 58.6208 | 56.4427 | 54.9615 | 93.7575 | 90.3655 | 90.0375 | 89.3028 | 88.6263 | 87.9884 | 87.0229 | 85.705 | 84.2256 | 83.3183 | 82.4847 | 80.0107 | 76.6208 | 74.4427 | 72.9615 | 75.7575 | 71.8013 | 70.6962 | 69.4862 | 68.4378 | 67.4788 | 66.5402 | 65.6307 | 64.573 | 63.4379 | 62.3841 | 59.3868 | 55.2942 | 52.7263 | 51.4254 | 93.7575 | 89.8013 | 88.6962 | 87.4862 | 86.4378 | 85.4788 | 84.5402 | 83.6307 | 82.573 | 81.4379 | 80.3841 | 77.3868 | 73.2942 | 70.7263 | 69.4254 | 75.7575 | 68.134 | 66.6091 | 65.3912 | 64.2922 | 63.2215 | 62.2079 | 61.3772 | 60.4779 | 59.4758 | 58.6203 | 52.1485 | 34.5668 | 20.4042 | 10.8109 | 93.7575 | 86.134 | 84.6091 | 83.3912 | 82.2922 | 81.2215 | 80.2079 | 79.3772 | 78.4779 | 77.4758 | 76.6203 | 70.1485 | 52.5668 | 38.4042 | 28.8109 | 75.7575 | 67.5169 | 66.0729 | 64.9725 | 63.9864 | 63.0767 | 62.2007 | 60.9689 | 57.1404 | 53.0834 | 49.1255 | 37.607 | 21.0893 | 11.3435 | 12.9066 | 93.7575 | 85.5169 | 84.0729 | 82.9725 | 81.9864 | 81.0767 | 80.2007 | 78.9689 | 75.1404 | 71.0834 | 67.1255 | 55.607 | 39.0893 | 29.3435 | 30.9066 | 391033 | 413945 | ROCHDALE
| Bispham | 53.0087 | 46.7233 | 44.7863 | 42.9346 | 41.1573 | 39.1992 | 37.202 | 35.4148 | 33.6594 | 31.8482 | 25.9624 | 15.9861 | -14.7819 | -37.5962 | -53.9633 | 71.0087 | 64.7233 | 62.7863 | 60.9346 | 59.1573 | 57.1992 | 55.202 | 53.4148 | 51.6594 | 49.8482 | 43.9624 | 33.9861 | 3.2181 | -19.5962 | -35.9633 | 53.0087 | 48.3102 | 47.6302 | 46.504 | 45.3577 | 44.1101 | 42.4023 | 40.1764 | 37.7522 | 36.3176 | 35.0077 | 31.3318 | 26.4628 | 23.699 | 22.1825 | 71.0087 | 66.3102 | 65.6302 | 64.504 | 63.3577 | 62.1101 | 60.4023 | 58.1764 | 55.7522 | 54.3176 | 53.0077 | 49.3318 | 44.4628 | 41.699 | 40.1825 | 53.0087 | 48.4508 | 46.9771 | 45.3134 | 43.8842 | 42.5266 | 41.2134 | 39.9552 | 38.4665 | 36.7824 | 30.9061 | 26.505 | 18.6116 | 15.655 | 14.9075 | 71.0087 | 66.4508 | 64.9771 | 63.3134 | 61.8842 | 60.5266 | 59.2134 | 57.9552 | 56.4665 | 54.7824 | 48.9061 | 44.505 | 36.6116 | 33.655 | 32.9075 | 53.0087 | 46.0262 | 44.1224 | 42.4584 | 40.8783 | 39.2825 | 37.8107 | 34.8059 | 33.603 | 32.1416 | 25.6016 | 15.1002 | -12.1683 | -33.9508 | -49.079 | 71.0087 | 64.0262 | 62.1224 | 60.4584 | 58.8783 | 57.2825 | 55.8107 | 52.8059 | 51.603 | 50.1416 | 43.6016 | 33.1002 | 5.8317 | -15.9508 | -31.079 | 53.0087 | 45.9022 | 44.2275 | 42.6973 | 41.2929 | 39.7301 | 38.5356 | 36.8397 | 30.0031 | 19.4477 | 12.3875 | -5.429 | -31.0071 | -46.0039 | -43.0235 | 71.0087 | 63.9022 | 62.2275 | 60.6973 | 59.2929 | 57.7301 | 56.5356 | 54.8397 | 48.0031 | 37.4477 | 30.3875 | 12.571 | -13.0071 | -28.0039 | -25.0235 | 332328 | 439711 | PENWORTHAM
| Blackburn | 71.3839 | 65.2198 | 63.2588 | 61.9224 | 60.7083 | 59.4708 | 58.2007 | 56.9782 | 55.7293 | 54.6493 | 53.6542 | 48.2532 | 31.8978 | 17.7301 | 7.4735 | 89.3839 | 83.2198 | 81.2588 | 79.9224 | 78.7083 | 77.4708 | 76.2007 | 74.9782 | 73.7293 | 72.6493 | 71.6542 | 66.2532 | 49.8978 | 35.7301 | 25.4735 | 71.3839 | 69.3521 | 69.3715 | 69.0873 | 68.9401 | 68.9045 | 68.2567 | 66.9401 | 65.2078 | 64.4967 | 63.7963 | 61.8704 | 59.3411 | 57.7327 | 56.7383 | 89.3839 | 87.3521 | 87.3715 | 87.0873 | 86.9401 | 86.9045 | 86.2567 | 84.9401 | 83.2078 | 82.4967 | 81.7963 | 79.8704 | 77.3411 | 75.7327 | 74.7383 | 71.3839 | 68.7863 | 67.5814 | 66.3689 | 65.3173 | 64.3453 | 63.3852 | 62.4175 | 61.2735 | 60.2256 | 59.2147 | 56.434 | 52.8703 | 50.5951 | 49.5903 | 89.3839 | 86.7863 | 85.5814 | 84.3689 | 83.3173 | 82.3453 | 81.3852 | 80.4175 | 79.2735 | 78.2256 | 77.2147 | 74.434 | 70.8703 | 68.5951 | 67.5903 | 71.3839 | 63.2951 | 61.0304 | 59.7285 | 58.5058 | 57.2544 | 55.9858 | 54.799 | 53.4631 | 52.2315 | 51.0735 | 45.0886 | 30.1617 | 18.2524 | 9.1303 | 89.3839 | 81.2951 | 79.0304 | 77.7285 | 76.5058 | 75.2544 | 73.9858 | 72.799 | 71.4631 | 70.2315 | 69.0735 | 63.0886 | 48.1617 | 36.2524 | 27.1303 | 71.3839 | 62.4232 | 60.0996 | 58.8836 | 57.7081 | 56.5408 | 55.3283 | 53.8522 | 50.2872 | 46.7023 | 43.1687 | 33.1313 | 18.5627 | 9.3731 | 11.3493 | 89.3839 | 80.4232 | 78.0996 | 76.8836 | 75.7081 | 74.5408 | 73.3283 | 71.8522 | 68.2872 | 64.7023 | 61.1687 | 51.1313 | 36.5627 | 27.3731 | 29.3493 | 370584 | 429294 | PENWORTHAM
| Blackpool | 40.1606 | 37.575 | 31.1074 | 25.1974 | 18.6732 | 3.5781 | -7.912 | -11.7168 | -15.544 | -17.1582 | -18.5678 | -27.9341 | -55.8572 | -77.8736 | -93.2545 | 58.1606 | 55.575 | 49.1074 | 43.1974 | 36.6732 | 21.5781 | 10.088 | 6.2832 | 2.456 | 0.84181 | -0.56776 | -9.9341 | -37.8572 | -59.8736 | -75.2545 | 40.1606 | 40.6816 | 38.159 | 35.3534 | 31.8156 | 19.5104 | 10.3553 | 8.1426 | 5.5837 | 4.5362 | 3.5472 | 0.82758 | -2.9194 | -4.8747 | -5.9162 | 58.1606 | 58.6816 | 56.159 | 53.3534 | 49.8156 | 37.5104 | 28.3553 | 26.1426 | 23.5837 | 22.5362 | 21.5472 | 18.8276 | 15.0806 | 13.1253 | 12.0838 | 40.1606 | 39.0484 | 33.0193 | 27.3987 | 21.2794 | 6.7956 | -3.9943 | -7.2361 | -10.7252 | -12.1536 | -13.5145 | -17.2077 | -22.0337 | -24.5245 | -25.1567 | 58.1606 | 57.0484 | 51.0193 | 45.3987 | 39.2794 | 24.7956 | 14.0057 | 10.7639 | 7.2748 | 5.8464 | 4.4855 | 0.79233 | -4.0337 | -6.5245 | -7.1567 | 40.1606 | 35.5408 | 28.8505 | 23.0989 | 16.7629 | 1.9693 | -9.0808 | -12.3622 | -15.7725 | -17.1023 | -18.2137 | -26.9909 | -53.7825 | -74.6672 | -88.7489 | 58.1606 | 53.5408 | 46.8505 | 41.0989 | 34.7629 | 19.9693 | 8.9192 | 5.6378 | 2.2275 | 0.89772 | -0.21367 | -8.9909 | -35.7825 | -56.6672 | -70.7489 | 40.1606 | 34.7563 | 28.1897 | 22.6751 | 16.5987 | 2.1485 | -8.5813 | -12.2013 | -20.1828 | -26.3747 | -32.4427 | -49.8452 | -74.8467 | -89.2501 | -85.6629 | 58.1606 | 52.7563 | 46.1897 | 40.6751 | 34.5987 | 20.1485 | 9.4187 | 5.7987 | -2.1828 | -8.3747 | -14.4427 | -31.8452 | -56.8467 | -71.2501 | -67.6629 | 330835 | 435308 | PENWORTHAM
| Bloom St | 25.6642 | 22.6055 | 21.0924 | 19.3379 | 17.8948 | 16.7114 | 15.5281 | 14.3773 | 13.2162 | 12.1428 | 11.0986 | 7.7714 | 0.7362 | -5.1233 | -9.6694 | 67.4642 | 64.4055 | 62.8924 | 61.1379 | 59.6948 | 58.5114 | 57.3281 | 56.1773 | 55.0162 | 53.9428 | 52.8986 | 49.5714 | 42.5362 | 36.6767 | 32.1306 | 25.6642 | 25.356 | 25.7881 | 25.5073 | 25.599 | 26.0649 | 25.847 | 25.1584 | 24.042 | 23.3814 | 22.7128 | 21.0008 | 18.7041 | 17.2955 | 16.188 | 67.4642 | 67.156 | 67.5881 | 67.3073 | 67.399 | 67.8649 | 67.647 | 66.9584 | 65.842 | 65.1814 | 64.5128 | 62.8008 | 60.5041 | 59.0955 | 57.988 | 25.6642 | 24.9566 | 23.7584 | 22.052 | 20.6634 | 19.5477 | 18.4401 | 17.3553 | 16.225 | 15.1659 | 14.1225 | 11.449 | 7.9929 | 5.4521 | 3.7005 | 67.4642 | 66.7566 | 65.5584 | 63.852 | 62.4634 | 61.3477 | 60.2401 | 59.1553 | 58.025 | 56.9659 | 55.9225 | 53.249 | 49.7929 | 47.2521 | 45.5005 | 25.6642 | 21.2763 | 19.7264 | 18.104 | 16.7894 | 15.7526 | 14.7196 | 13.7349 | 12.7206 | 11.8007 | 10.922 | 8.1562 | 2.4774 | -2.1975 | -5.5526 | 67.4642 | 63.0763 | 61.5264 | 59.904 | 58.5894 | 57.5526 | 56.5196 | 55.5349 | 54.5206 | 53.6007 | 52.722 | 49.9562 | 44.2774 | 39.6025 | 36.2474 | 25.6642 | 20.603 | 19.0359 | 17.4934 | 16.2632 | 15.3132 | 14.3686 | 13.4491 | 11.913 | 10.3922 | 8.8918 | 4.9392 | -0.90403 | -4.6996 | -5.1648 | 67.4642 | 62.403 | 60.8359 | 59.2934 | 58.0632 | 57.1132 | 56.1686 | 55.2491 | 53.713 | 52.1922 | 50.6918 | 46.7392 | 40.896 | 37.1004 | 36.6352 | 384221 | 397717 | SOUTH MANCHESTER
| Bolton | 43.3869 | 33.764 | 30.0875 | 26.3628 | 23.1784 | 20.193 | 108.0733 | 105.2911 | 101.9763 | 99.3272 | 97.0434 | 81.917 | 37.6106 | 2.8596 | -21.6939 | 55.3869 | 45.764 | 42.0875 | 38.3628 | 35.1784 | 32.193 | 29.0733 | 26.2911 | 22.9763 | 20.3272 | 18.0434 | 2.917 | -41.3894 | -76.1404 | -100.6939 | 43.3869 | 36.1363 | 34.6431 | 32.4085 | 30.4835 | 28.8034 | 117.3567 | 114.0822 | 110.4229 | 108.4682 | 106.6458 | 101.5828 | 94.8124 | 90.7636 | 88.3139 | 55.3869 | 48.1363 | 46.6431 | 44.4085 | 42.4835 | 40.8034 | 38.3567 | 35.0822 | 31.4229 | 29.4682 | 27.6458 | 22.5828 | 15.8124 | 11.7636 | 9.3139 | 43.3869 | 35.8349 | 32.6884 | 29.3606 | 26.757 | 24.6863 | 113.6487 | 111.6847 | 108.812 | 106.3306 | 104.0005 | 97.5126 | 88.6273 | 83.9157 | 82.2496 | 55.3869 | 47.8349 | 44.6884 | 41.3606 | 38.757 | 36.6863 | 34.6487 | 32.6847 | 29.812 | 27.3306 | 25.0005 | 18.5126 | 9.6273 | 4.9157 | 3.2496 | 43.3869 | 32.5491 | 29.0022 | 25.5133 | 22.6158 | 20.1127 | 108.1592 | 106.2665 | 104.1788 | 101.9628 | 100.1261 | 84.8097 | 42.3986 | 9.1082 | -13.476 | 55.3869 | 44.5491 | 41.0022 | 37.5133 | 34.6158 | 32.1127 | 29.1592 | 27.2665 | 25.1788 | 22.9628 | 21.1261 | 5.8097 | -36.6014 | -69.8918 | -92.476 | 43.3869 | 32.265 | 29.1107 | 25.977 | 22.1587 | 19.6199 | 108.7293 | 106.1013 | 96.9769 | 87.2735 | 77.7894 | 50.3911 | 11.3318 | -11.2713 | -6.3982 | 55.3869 | 44.265 | 41.1107 | 37.977 | 34.1587 | 31.6199 | 29.7293 | 27.1013 | 17.9769 | 8.2735 | -1.2106 | -28.6089 | -67.6682 | -90.2713 | -85.3982 | 372255 | 410566 | KEARSLEY
| Burnley | 73.5491 | 69.6895 | 68.1278 | 66.6197 | 65.2761 | 63.9723 | 62.636 | 61.4277 | 60.1975 | 58.9656 | 57.8847 | 51.2523 | 33.1443 | 18.9192 | 9.5925 | 91.5491 | 87.6895 | 86.1278 | 84.6197 | 83.2761 | 81.9723 | 80.636 | 79.4277 | 78.1975 | 76.9656 | 75.8847 | 69.2523 | 51.1443 | 36.9192 | 27.5925 | 73.5491 | 71.0388 | 70.7914 | 70.1244 | 69.5775 | 69.0179 | 67.9532 | 66.4111 | 64.5716 | 63.8001 | 63.104 | 61.2238 | 58.7789 | 57.4908 | 56.966 | 91.5491 | 89.0388 | 88.7914 | 88.1244 | 87.5775 | 87.0179 | 85.9532 | 84.4111 | 82.5716 | 81.8001 | 81.104 | 79.2238 | 76.7789 | 75.4908 | 74.966 | 73.5491 | 70.7201 | 69.4548 | 68.0746 | 66.9091 | 65.8707 | 64.8348 | 63.8458 | 62.7316 | 61.5448 | 60.4474 | 57.408 | 53.6747 | 51.7991 | 51.2113 | 91.5491 | 88.7201 | 87.4548 | 86.0746 | 84.9091 | 83.8707 | 82.8348 | 81.8458 | 80.7316 | 79.5448 | 78.4474 | 75.408 | 71.6747 | 69.7991 | 69.2113 | 73.5491 | 68.9797 | 67.4193 | 66.0291 | 64.7116 | 63.5164 | 62.2756 | 61.1409 | 59.9116 | 58.7569 | 57.7617 | 52.4561 | 36.0892 | 22.6549 | 14.1978 | 91.5491 | 86.9797 | 85.4193 | 84.0291 | 82.7116 | 81.5164 | 80.2756 | 79.1409 | 77.9116 | 76.7569 | 75.7617 | 70.4561 | 54.0892 | 40.6549 | 32.1978 | 73.5491 | 68.7181 | 67.1345 | 65.766 | 64.5595 | 63.4732 | 62.3389 | 60.9188 | 57.3932 | 53.8669 | 50.2881 | 38.992 | 23.1368 | 14.0438 | 16.4399 | 91.5491 | 86.7181 | 85.1345 | 83.766 | 82.5595 | 81.4732 | 80.3389 | 78.9188 | 75.3932 | 71.8669 | 68.2881 | 56.992 | 41.1368 | 32.0438 | 34.4399 | 385569 | 434469 | ROCHDALE
| Bury | 49.7341 | 42.7452 | 39.917 | 37.0815 | 34.7098 | 32.5277 | 30.3094 | 28.2908 | 26.2991 | 24.2422 | 22.3968 | 11.5597 | -18.3465 | -42.5723 | -60.0834 | 67.7341 | 60.7452 | 57.917 | 55.0815 | 52.7098 | 50.5277 | 48.3094 | 46.2908 | 44.2991 | 42.2422 | 40.3968 | 29.5597 | -0.34647 | -24.5723 | -42.0834 | 49.7341 | 45.4699 | 44.7698 | 43.3511 | 42.2295 | 41.3556 | 39.8091 | 37.5481 | 34.975 | 33.4006 | 31.9317 | 27.822 | 22.3059 | 18.7847 | 16.5341 | 67.7341 | 63.4699 | 62.7698 | 61.3511 | 60.2295 | 59.3556 | 57.8091 | 55.5481 | 52.975 | 51.4006 | 49.9317 | 45.822 | 40.3059 | 36.7847 | 34.5341 | 49.7341 | 45.3172 | 42.958 | 40.3319 | 38.2543 | 36.549 | 34.892 | 33.306 | 31.5216 | 29.5424 | 27.6786 | 22.4511 | 15.5444 | 11.1984 | 9.0033 | 67.7341 | 63.3172 | 60.958 | 58.3319 | 56.2543 | 54.549 | 52.892 | 51.306 | 49.5216 | 47.5424 | 45.6786 | 40.4511 | 33.5444 | 29.1984 | 27.0033 | 49.7341 | 41.6165 | 38.9111 | 36.0849 | 30.7718 | 25.7843 | 23.8442 | 22.4392 | 20.9004 | 19.1258 | 17.5579 | 7.0857 | -21.8832 | -44.8211 | -60.123 | 67.7341 | 59.6165 | 56.9111 | 54.0849 | 48.7718 | 43.7843 | 41.8442 | 40.4392 | 38.9004 | 37.1258 | 35.5579 | 25.0857 | -3.8832 | -26.8211 | -42.123 | 49.7341 | 41.1888 | 38.6857 | 36.0627 | 30.9212 | 26.1606 | 24.4018 | 22.343 | 16.1472 | 9.5189 | 3.0308 | -15.8163 | -42.8244 | -58.7177 | -56.2479 | 67.7341 | 59.1888 | 56.6857 | 54.0627 | 48.9212 | 44.1606 | 42.4018 | 40.343 | 34.1472 | 27.5189 | 21.0308 | 2.1837 | -24.8244 | -40.7177 | -38.2479 | 380272 | 411184 | KEARSLEY
| Buxton | 44.6836 | 44.4165 | 43.8209 | 42.8414 | 42.0636 | 41.3681 | 40.6807 | 40.0519 | 36.9213 | 31.0324 | 30.615 | 23.1363 | 15.2136 | 9.7784 | 5.9195 | 76.1836 | 75.9165 | 75.3209 | 74.3414 | 73.5636 | 72.8681 | 72.1807 | 71.5519 | 68.4213 | 62.5324 | 62.115 | 54.6363 | 46.7136 | 41.2784 | 37.4195 | 44.6836 | 44.4255 | 44.832 | 44.7327 | 44.8603 | 45.1837 | 45.1859 | 44.8716 | 44.3258 | 44.0715 | 43.8375 | 43.1605 | 42.2811 | 41.816 | 41.735 | 76.1836 | 75.9255 | 76.332 | 76.2327 | 76.3603 | 76.6837 | 76.6859 | 76.3716 | 75.8258 | 75.5715 | 75.3375 | 74.6605 | 73.7811 | 73.316 | 73.235 | 44.6836 | 44.6274 | 44.111 | 43.2138 | 42.5508 | 42.0286 | 41.539 | 41.0751 | 38.0375 | 32.2012 | 31.801 | 25.6464 | 23.1012 | 22.1269 | 21.9162 | 76.1836 | 76.1274 | 75.611 | 74.7138 | 74.0508 | 73.5286 | 73.039 | 72.5751 | 69.5375 | 63.7012 | 63.301 | 57.1464 | 54.6012 | 53.6269 | 53.4162 | 44.6836 | 44.5191 | 44.0703 | 43.2331 | 42.5994 | 42.0583 | 41.624 | 41.2719 | 38.9456 | 34.5365 | 34.4876 | 28.5781 | 21.1095 | 16.216 | 13.372 | 76.1836 | 76.0191 | 75.5703 | 74.7331 | 74.0994 | 73.5583 | 73.124 | 72.7719 | 70.4456 | 66.0365 | 65.9876 | 60.0781 | 52.6095 | 47.716 | 44.872 | 44.6836 | 44.5475 | 44.1584 | 43.3587 | 42.7508 | 42.1726 | 41.779 | 41.3182 | 37.8991 | 32.2761 | 27.6801 | 22.0181 | 16.0333 | 12.8179 | 14.2275 | 76.1836 | 76.0475 | 75.6584 | 74.8587 | 74.2508 | 73.6726 | 73.279 | 72.8182 | 69.3991 | 63.7761 | 59.1801 | 53.5181 | 47.5333 | 44.3179 | 45.7275 | 407769 | 375476 | STALYBRIDGE
| Carlisle | 34.868 | 21.1401 | 12.9249 | 6.0655 | -0.52567 | -7.3308 | -13.2993 | -19.382 | -27.0291 | -32.3695 | -35.4128 | -52.2821 | -92.8016 | -121.3855 | -143.1116 | 57.868 | 44.1401 | 35.9249 | 29.0655 | 22.4743 | 15.6692 | 9.7007 | 3.618 | -4.0291 | -9.3695 | -12.4128 | -29.2821 | -69.8016 | -98.3855 | -120.1116 | 34.868 | 31.7619 | 30.1062 | 27.3689 | 24.9069 | 22.6359 | 19.8222 | 15.983 | 11.5063 | 8.649 | 6.8609 | 0.90454 | -8.6664 | -15.571 | -20.1774 | 57.868 | 54.7619 | 53.1062 | 50.3689 | 47.9069 | 45.6359 | 42.8222 | 38.983 | 34.5063 | 31.649 | 29.8609 | 23.9045 | 14.3336 | 7.429 | 2.8226 | 34.868 | 30.5481 | 24.5619 | 18.4134 | 12.8006 | 7.4509 | 3.1018 | -1.7014 | -8.9883 | -14.2635 | -17.4479 | -28.0101 | -41.8911 | -49.3068 | -51.0874 | 57.868 | 53.5481 | 47.5619 | 41.4134 | 35.8006 | 30.4509 | 26.1018 | 21.2986 | 14.0117 | 8.7365 | 5.5521 | -5.0101 | -18.8911 | -26.3068 | -28.0874 | 34.868 | 16.4426 | 7.6507 | 1.1219 | -5.1293 | -11.5177 | -16.8556 | -22.1579 | -30.9691 | -36.018 | -38.8288 | -58.7812 | -99.0134 | -126.3803 | -144.368 | 57.868 | 39.4426 | 30.6507 | 24.1219 | 17.8707 | 11.4823 | 6.1444 | 0.84211 | -7.9691 | -13.018 | -15.8288 | -35.7812 | -76.0134 | -103.3803 | -121.368 | 34.868 | 14.257 | 5.2371 | -1.2697 | -8.0203 | -18.0524 | -28.2783 | -34.6799 | -45.7381 | -56.3295 | -64.8631 | -90.4725 | -125.4574 | -144.0678 | -140.124 | 57.868 | 37.257 | 28.2371 | 21.7303 | 14.9797 | 4.9476 | -5.2783 | -11.6799 | -22.7381 | -33.3295 | -41.8631 | -67.4725 | -102.4574 | -121.0678 | -117.124 | 338655 | 556583 | HARKER
| Carlisle North | 10.4265 | 9.0135 | 8.4678 | 8.0647 | 7.743 | 7.4563 | 7.1615 | 6.8655 | 6.5706 | 6.289 | 6.006 | 4.7898 | 1.8376 | -0.47022 | -2.9592 | 30.9265 | 29.5135 | 28.9678 | 28.5647 | 28.243 | 27.9563 | 27.6615 | 27.3655 | 27.0706 | 26.789 | 26.506 | 25.2898 | 22.3376 | 20.0298 | 17.5408 | 10.4265 | 10.2806 | 10.4475 | 10.472 | 10.5899 | 10.7918 | 10.8609 | 10.8031 | 10.4723 | 10.354 | 10.2113 | 9.667 | 8.6991 | 7.5814 | 6.613 | 30.9265 | 30.7806 | 30.9475 | 30.972 | 31.0899 | 31.2918 | 31.3609 | 31.3031 | 30.9723 | 30.854 | 30.7113 | 30.167 | 29.1991 | 28.0814 | 27.113 | 10.4265 | 10.0134 | 9.6755 | 9.3011 | 9.0064 | 8.7653 | 8.5222 | 8.2791 | 7.9957 | 7.7242 | 7.4524 | 6.6556 | 5.1258 | 3.4853 | 2.1696 | 30.9265 | 30.5134 | 30.1755 | 29.8011 | 29.5064 | 29.2653 | 29.0222 | 28.7791 | 28.4957 | 28.2242 | 27.9524 | 27.1556 | 25.6258 | 23.9853 | 22.6696 | 10.4265 | 8.4084 | 7.775 | 7.3966 | 7.0807 | 6.77 | 6.439 | 6.1097 | 5.7433 | 5.3596 | 4.7754 | 1.9821 | -2.822 | -5.8211 | -7.0295 | 30.9265 | 28.9084 | 28.275 | 27.8966 | 27.5807 | 27.27 | 26.939 | 26.6097 | 26.2433 | 25.8596 | 25.2754 | 22.4821 | 17.678 | 14.6789 | 13.4705 | 10.4265 | 8.093 | 7.3983 | 7.001 | 6.6281 | 6.2664 | 5.8629 | 5.4155 | 4.6407 | 3.6603 | 2.6226 | -0.62935 | -5.1738 | -7.1615 | -7.3007 | 30.9265 | 28.593 | 27.8983 | 27.501 | 27.1281 | 26.7664 | 26.3629 | 25.9155 | 25.1407 | 24.1603 | 23.1226 | 19.8707 | 15.3262 | 13.3385 | 13.1993 | 338547 | 560280 | HARKER
| Carrington BSP | 34.6834 | 28.5943 | 27.6037 | 27.1479 | 19.0752 | 10.9367 | 10.4143 | 8.8056 | 8.3187 | 7.8168 | 7.3262 | 1.2759 | -10.2327 | -17.7243 | -24.1068 | 55.6834 | 49.5943 | 48.6037 | 48.1479 | 40.0752 | 31.9367 | 31.4143 | 29.8056 | 29.3187 | 28.8168 | 28.3262 | 22.2759 | 10.7673 | 3.2757 | -3.1068 | 34.6834 | 32.2916 | 31.9912 | 31.7042 | 31.4048 | 31.0902 | 30.6677 | 30.1214 | 29.5134 | 29.1485 | 28.7742 | 27.6407 | 25.8583 | 24.1806 | 22.7998 | 55.6834 | 53.2916 | 52.9912 | 52.7042 | 52.4048 | 52.0902 | 51.6677 | 51.1214 | 50.5134 | 50.1485 | 49.7742 | 48.6407 | 46.8583 | 45.1806 | 43.7998 | 34.6834 | 31.1413 | 30.5098 | 30.1359 | 22.1683 | 14.196 | 13.9108 | 12.486 | 12.1034 | 11.6624 | 11.2047 | 6.8866 | 2.7391 | 1.4961 | 0.56835 | 55.6834 | 52.1413 | 51.5098 | 51.1359 | 43.1683 | 35.196 | 34.9108 | 33.486 | 33.1034 | 32.6624 | 32.2047 | 27.8866 | 23.7391 | 22.4961 | 21.5683 | 34.6834 | 26.6204 | 25.445 | 25.0336 | 16.9967 | 8.8746 | 8.4054 | 6.8844 | 6.4074 | 5.812 | 5.1903 | -5.8626 | -19.9283 | -27.7653 | -33.1595 | 55.6834 | 47.6204 | 46.445 | 46.0336 | 37.9967 | 29.8746 | 29.4054 | 27.8844 | 27.4074 | 26.812 | 26.1903 | 15.1374 | 1.0717 | -6.7653 | -12.1595 | 34.6834 | 25.6698 | 24.4394 | 20.9658 | 13.0836 | 5.1321 | 4.7775 | 3.1339 | 1.3282 | -0.74486 | -9.9304 | -16.9797 | -25.4968 | -31.0485 | -30.7456 | 55.6834 | 46.6698 | 45.4394 | 41.9658 | 34.0836 | 26.1321 | 25.7775 | 24.1339 | 22.3282 | 20.2551 | 11.0696 | 4.0203 | -4.4968 | -10.0485 | -9.7456 | 373110 | 393020 | CARRINGTON
| Castleton | 67.1324 | 65.1816 | 58.9285 | 52.389 | 41.0914 | 37.9273 | 35.786 | 34.1639 | 32.787 | 31.4123 | 30.1295 | 23.1578 | 4.1582 | -10.8207 | -22.38 | 85.1324 | 83.1816 | 76.9285 | 70.389 | 59.0914 | 55.9273 | 53.786 | 52.1639 | 50.787 | 49.4123 | 48.1295 | 41.1578 | 22.1582 | 7.1793 | -4.38 | 67.1324 | 68.5262 | 68.8868 | 68.3043 | 67.791 | 67.4435 | 66.679 | 65.4666 | 63.9735 | 63.0392 | 62.1334 | 59.4109 | 55.567 | 52.8355 | 50.7606 | 85.1324 | 86.5262 | 86.8868 | 86.3043 | 85.791 | 85.4435 | 84.679 | 83.4666 | 81.9735 | 81.0392 | 80.1334 | 77.4109 | 73.567 | 70.8355 | 68.7606 | 67.1324 | 66.4335 | 60.373 | 53.8801 | 42.6316 | 39.5532 | 37.5127 | 35.9839 | 34.9493 | 33.9326 | 32.956 | 29.8819 | 24.2334 | 20.7146 | 18.4324 | 85.1324 | 84.4335 | 78.373 | 71.8801 | 60.6316 | 57.5532 | 55.5127 | 53.9839 | 52.9493 | 51.9326 | 50.956 | 47.8819 | 42.2334 | 38.7146 | 36.4324 | 67.1324 | 64.5769 | 58.3525 | 51.891 | 40.6364 | 37.5119 | 35.421 | 33.9246 | 32.8769 | 31.8008 | 30.7687 | 23.1176 | 4.0746 | -10.2731 | -19.8014 | 85.1324 | 82.5769 | 76.3525 | 69.891 | 58.6364 | 55.5119 | 53.421 | 51.9246 | 50.8769 | 49.8008 | 48.7687 | 41.1176 | 22.0746 | 7.7269 | -1.8014 | 67.1324 | 64.2803 | 58.082 | 51.6698 | 39.8499 | 36.1987 | 33.6632 | 32.5863 | 29.1174 | 24.9537 | 20.828 | 8.6359 | -8.7934 | -18.834 | -18.0071 | 85.1324 | 82.2803 | 76.082 | 69.6698 | 57.8499 | 54.1987 | 51.6632 | 50.5863 | 47.1174 | 42.9537 | 38.828 | 26.6359 | 9.2066 | -0.83402 | -0.0071246 | 388461 | 411290 | ROCHDALE
| Chadderton | 25.9881 | 15.986 | 13.1045 | 10.3382 | 7.8326 | 5.1669 | 2.3834 | -0.12644 | -2.6509 | -5.1214 | -7.268 | -20.228 | -56.8111 | -86.2293 | -107.9405 | 43.9881 | 33.986 | 31.1045 | 28.3382 | 25.8326 | 23.1669 | 20.3834 | 17.8736 | 15.3491 | 12.8786 | 10.732 | -2.228 | -38.8111 | -68.2293 | -89.9405 | 25.9881 | 19.7016 | 18.8509 | 17.3491 | 15.9185 | 14.5194 | 12.514 | 9.8633 | 6.9435 | 5.0998 | 3.3917 | -1.4776 | -8.4575 | -12.8897 | -15.8712 | 43.9881 | 37.7016 | 36.8509 | 35.3491 | 33.9185 | 32.5194 | 30.514 | 27.8633 | 24.9435 | 23.0998 | 21.3917 | 16.5224 | 9.5425 | 5.1103 | 2.1288 | 25.9881 | 19.3726 | 17.1619 | 14.7147 | 12.6875 | 10.8121 | 8.9578 | 7.1544 | 5.0284 | 2.7306 | 0.58282 | -5.6508 | -13.9269 | -18.9639 | -21.3477 | 43.9881 | 37.3726 | 35.1619 | 32.7147 | 30.6875 | 28.8121 | 26.9578 | 25.1544 | 23.0284 | 20.7306 | 18.5828 | 12.3492 | 4.0731 | -0.96385 | -3.3477 | 25.9881 | 14.262 | 11.399 | 8.8369 | 6.5771 | 4.3058 | 2.0922 | 0.27324 | -1.6926 | -3.808 | -5.5936 | -17.8854 | -53.4536 | -81.7339 | -101.6767 | 43.9881 | 32.262 | 29.399 | 26.8369 | 24.5771 | 22.3058 | 20.0922 | 18.2732 | 16.3074 | 14.192 | 12.4064 | 0.1146 | -35.4536 | -63.7339 | -83.6767 | 25.9881 | 13.6352 | 11.0016 | 8.6578 | 6.6222 | 4.6838 | 2.7584 | 0.3081 | -7.2456 | -15.2532 | -23.0807 | -45.9747 | -79.0319 | -98.8963 | -96.665 | 43.9881 | 31.6352 | 29.0016 | 26.6578 | 24.6222 | 22.6838 | 20.7584 | 18.3081 | 10.7544 | 2.7468 | -5.0807 | -27.9747 | -61.0319 | -80.8963 | -78.665 | 389137 | 403821 | WHITEGATE
| Droylsden | 48.6091 | 41.0372 | 39.1185 | 37.1286 | 34.9285 | 32.353 | 30.0027 | 27.8464 | 25.3381 | 22.8593 | 21.304 | 11.4463 | -16.6753 | -39.2728 | -55.5314 | 66.6091 | 59.0372 | 57.1185 | 55.1286 | 52.9285 | 50.353 | 48.0027 | 45.8464 | 43.3381 | 40.8593 | 39.304 | 29.4463 | 1.3247 | -21.2728 | -37.5314 | 48.6091 | 43.9351 | 43.6165 | 42.6149 | 41.524 | 40.4957 | 38.9583 | 36.8768 | 34.3767 | 32.7194 | 31.5102 | 28.0943 | 23.5199 | 20.7434 | 19.0564 | 66.6091 | 61.9351 | 61.6165 | 60.6149 | 59.524 | 58.4957 | 56.9583 | 54.8768 | 52.3767 | 50.7194 | 49.5102 | 46.0943 | 41.5199 | 38.7434 | 37.0564 | 48.6091 | 43.6926 | 42.292 | 40.5382 | 38.6921 | 36.6973 | 35.0245 | 33.3806 | 31.1392 | 28.7672 | 27.1936 | 22.7721 | 17.0125 | 13.6805 | 12.356 | 66.6091 | 61.6926 | 60.292 | 58.5382 | 56.6921 | 54.6973 | 53.0245 | 51.3806 | 49.1392 | 46.7672 | 45.1936 | 40.7721 | 35.0125 | 31.6805 | 30.356 | 48.6091 | 39.7018 | 37.8179 | 36.0096 | 34.023 | 31.8018 | 29.9328 | 28.3547 | 26.3117 | 24.1391 | 22.8987 | 13.5989 | -13.342 | -34.8108 | -49.5682 | 66.6091 | 57.7018 | 55.8179 | 54.0096 | 52.023 | 49.8018 | 47.9328 | 46.3547 | 44.3117 | 42.1391 | 40.8987 | 31.5989 | 4.658 | -16.8108 | -31.5682 | 48.6091 | 39.2005 | 37.4898 | 35.8568 | 34.0533 | 32.097 | 30.4629 | 28.3496 | 21.8242 | 14.9487 | 8.9027 | -8.6174 | -33.698 | -48.4739 | -45.7709 | 66.6091 | 57.2005 | 55.4898 | 53.8568 | 52.0533 | 50.097 | 48.4629 | 46.3496 | 39.8242 | 32.9487 | 26.9027 | 9.3826 | -15.698 | -30.4739 | -27.7709 | 390140 | 398146 | STALYBRIDGE
| Egremont | 69.2285 | 63.9969 | 62.2769 | 60.8542 | 50.513 | 40.011 | 38.2783 | 36.8086 | 35.3127 | 33.9392 | 32.8287 | 26.6159 | 10.7096 | -0.40828 | -8.7263 | 87.2285 | 81.9969 | 80.2769 | 78.8542 | 68.513 | 58.011 | 56.2783 | 54.8086 | 53.3127 | 51.9392 | 50.8287 | 44.6159 | 28.7096 | 17.5917 | 9.2737 | 69.2285 | 66.4192 | 66.0902 | 65.5156 | 64.8947 | 64.2478 | 63.3054 | 62.0672 | 60.7103 | 59.9542 | 59.2592 | 57.096 | 53.8335 | 51.8388 | 50.8167 | 87.2285 | 84.4192 | 84.0902 | 83.5156 | 82.8947 | 82.2478 | 81.3054 | 80.0672 | 78.7103 | 77.9542 | 77.2592 | 75.096 | 71.8335 | 69.8388 | 68.8167 | 69.2285 | 66.345 | 65.303 | 64.2446 | 54.4024 | 44.6338 | 43.7438 | 42.9385 | 41.6925 | 40.3393 | 39.0878 | 35.625 | 31.6243 | 29.8035 | 30.265 | 87.2285 | 84.345 | 83.303 | 82.2446 | 72.4024 | 62.6338 | 61.7438 | 60.9385 | 59.6925 | 58.3393 | 57.0878 | 53.625 | 49.6243 | 47.8035 | 48.265 | 69.2285 | 63.004 | 61.1742 | 59.8307 | 49.5904 | 39.2892 | 37.8568 | 36.7584 | 35.5654 | 34.3858 | 33.483 | 27.7036 | 12.4847 | 1.8981 | -5.9379 | 87.2285 | 81.004 | 79.1742 | 77.8307 | 67.5904 | 57.2892 | 55.8568 | 54.7584 | 53.5654 | 52.3858 | 51.483 | 45.7036 | 30.4847 | 19.8981 | 12.0621 | 69.2285 | 62.6151 | 60.7987 | 59.4998 | 49.3675 | 39.3039 | 38.1385 | 37.0387 | 33.6373 | 29.966 | 26.4164 | 16.1923 | 2.8792 | -4.1826 | -2.2645 | 87.2285 | 80.6151 | 78.7987 | 77.4998 | 67.3675 | 57.3039 | 56.1385 | 55.0387 | 51.6373 | 47.966 | 44.4164 | 34.1923 | 20.8792 | 13.8174 | 15.7355 | 301070 | 513074 | HARKER
| Frederick Rd | 15.9906 | 0.90073 | -4.5278 | -9.7158 | -20.5972 | -31.2632 | 32.8088 | 27.56 | 22.1115 | 17.5685 | 14.7269 | 3.5953 | -21.355 | -41.7196 | -58.6439 | 57.9906 | 42.9007 | 37.4722 | 32.2842 | 21.4028 | 10.7368 | 5.8088 | 0.55999 | -4.8885 | -9.4315 | -12.2731 | -23.4047 | -48.355 | -68.7196 | -85.6439 | 15.9906 | 11.8466 | 10.4346 | 7.864 | 5.7572 | 4.0951 | 70.4319 | 66.2426 | 61.2828 | 57.4135 | 55.151 | 48.6062 | 39.1354 | 32.2487 | 26.2171 | 57.9906 | 53.8466 | 52.4346 | 49.864 | 47.7572 | 46.0951 | 43.4319 | 39.2426 | 34.2828 | 30.4135 | 28.151 | 21.6062 | 12.1354 | 5.2487 | -0.78287 | 15.9906 | 9.6636 | 5.5028 | 0.50859 | -10.1208 | -20.4139 | 44.0896 | 39.1806 | 33.8765 | 29.3656 | 26.4668 | 18.2728 | 6.6926 | -1.5802 | -8.0117 | 57.9906 | 51.6636 | 47.5028 | 42.5086 | 31.8792 | 21.5861 | 17.0896 | 12.1806 | 6.8765 | 2.3656 | -0.53324 | -8.7272 | -20.3074 | -28.5802 | -35.0117 | 15.9906 | -2.9367 | -8.614 | -13.5835 | -24.2505 | -34.6586 | 29.706 | 24.8073 | 19.6309 | 15.2884 | 12.6417 | 2.0939 | -21.3881 | -39.5845 | -53.3565 | 57.9906 | 39.0633 | 33.386 | 28.4165 | 17.7495 | 7.3414 | 2.706 | -2.1927 | -7.3691 | -11.7116 | -14.3583 | -24.9061 | -48.3881 | -66.5845 | -80.3565 | 15.9906 | -5.5807 | -11.4216 | -16.1881 | -26.7191 | -36.8987 | 27.6749 | 22.7167 | 15.0389 | 7.9057 | 2.3776 | -13.3394 | -35.6531 | -49.943 | -52.7102 | 57.9906 | 36.4193 | 30.5784 | 25.8119 | 15.2809 | 5.1013 | 0.67485 | -4.2833 | -11.9611 | -19.0943 | -24.6224 | -40.3394 | -62.6531 | -76.943 | -79.7102 | 381795 | 399250 | KEARSLEY
| Golborne | 36.0231 | 26.6099 | 23.8159 | 21.2551 | 18.6188 | 15.9412 | 13.4016 | 11.0883 | 8.8837 | 6.7753 | 4.8533 | -5.3349 | -31.8504 | -52.9875 | -69.5525 | 54.0231 | 44.6099 | 41.8159 | 39.2551 | 36.6188 | 33.9412 | 31.4016 | 29.0883 | 26.8837 | 24.7753 | 22.8533 | 12.6651 | -13.8504 | -34.9875 | -51.5525 | 36.0231 | 31.7327 | 31.1549 | 29.934 | 28.7087 | 27.5778 | 25.9756 | 23.7714 | 21.3482 | 19.6988 | 18.1239 | 13.5414 | 7.266 | 3.0345 | 0.019178 | 54.0231 | 49.7327 | 49.1549 | 47.934 | 46.7087 | 45.5778 | 43.9756 | 41.7714 | 39.3482 | 37.6988 | 36.1239 | 31.5414 | 25.266 | 21.0345 | 18.0192 | 36.0231 | 31.1814 | 29.0699 | 26.7175 | 24.3778 | 22.199 | 20.2572 | 18.4154 | 16.3962 | 14.317 | 12.3217 | 6.5957 | -0.95373 | -5.8035 | -8.4641 | 54.0231 | 49.1814 | 47.0699 | 44.7175 | 42.3778 | 40.199 | 38.2572 | 36.4154 | 34.3962 | 32.317 | 30.3217 | 24.5957 | 17.0463 | 12.1965 | 9.5359 | 36.0231 | 24.2809 | 21.4343 | 19.1267 | 16.6969 | 14.2989 | 12.1833 | 10.4006 | 8.5754 | 6.5696 | 4.7073 | -5.898 | -32.5916 | -53.0786 | -67.1229 | 54.0231 | 42.2809 | 39.4343 | 37.1267 | 34.6969 | 32.2989 | 30.1833 | 28.4006 | 26.5754 | 24.5696 | 22.7073 | 12.102 | -14.5916 | -35.0786 | -49.1229 | 36.0231 | 23.2097 | 20.3862 | 18.1862 | 15.792 | 13.5007 | 11.4389 | 9.0542 | 3.4515 | -2.5244 | -8.4329 | -25.8351 | -50.4444 | -64.7249 | -63.7976 | 54.0231 | 41.2097 | 38.3862 | 36.1862 | 33.792 | 31.5007 | 29.4389 | 27.0542 | 21.4515 | 15.4756 | 9.5671 | -7.8351 | -32.4444 | -46.7249 | -45.7976 | 360607 | 397690 | BOLD
| Greenhill | 49.2237 | 43.6282 | 41.0705 | 38.0349 | 35.2229 | 33.3188 | 31.3313 | 29.4373 | 27.5251 | 25.8409 | 24.3349 | 16.0961 | -10.3066 | -31.5492 | -46.825 | 67.2237 | 61.6282 | 59.0705 | 56.0349 | 53.2229 | 51.3188 | 49.3313 | 47.4373 | 45.5251 | 43.8409 | 42.3349 | 34.0961 | 7.6934 | -13.5492 | -28.825 | 49.2237 | 46.2789 | 46.101 | 44.9516 | 44.0829 | 43.3069 | 41.882 | 39.6059 | 36.8038 | 35.5718 | 34.4226 | 31.1403 | 26.4838 | 23.1349 | 20.744 | 67.2237 | 64.2789 | 64.101 | 62.9516 | 62.0829 | 61.3069 | 59.882 | 57.6059 | 54.8038 | 53.5718 | 52.4226 | 49.1403 | 44.4838 | 41.1349 | 38.744 | 49.2237 | 46.0306 | 43.892 | 41.02 | 38.4372 | 36.9033 | 35.3493 | 33.7828 | 32.0345 | 30.4081 | 28.8795 | 24.692 | 19.161 | 15.3819 | 13.1592 | 67.2237 | 64.0306 | 61.892 | 59.02 | 56.4372 | 54.9033 | 53.3493 | 51.7828 | 50.0345 | 48.4081 | 46.8795 | 42.692 | 37.161 | 33.3819 | 31.1592 | 49.2237 | 42.3578 | 39.7499 | 36.7722 | 33.9821 | 32.1406 | 30.2536 | 28.5135 | 26.6428 | 24.9468 | 23.4528 | 15.7844 | -7.9775 | -28.4261 | -42.3257 | 67.2237 | 60.3578 | 57.7499 | 54.7722 | 51.9821 | 50.1406 | 48.2536 | 46.5135 | 44.6428 | 42.9468 | 41.4528 | 33.7844 | 10.0225 | -10.4261 | -24.3257 | 49.2237 | 41.8567 | 39.3676 | 36.5415 | 33.9083 | 32.2765 | 30.5825 | 28.5496 | 23.7015 | 18.843 | 13.8196 | -2.2962 | -25.7678 | -40.0663 | -38.4016 | 67.2237 | 59.8567 | 57.3676 | 54.5415 | 51.9083 | 50.2765 | 48.5825 | 46.5496 | 41.7015 | 36.843 | 31.8196 | 15.7038 | -7.7678 | -22.0663 | -20.4016 | 393262 | 404755 | WHITEGATE
| Hartshead-Heyrod | 29.2655 | 24.0304 | 21.4901 | 18.5464 | 15.9675 | 13.286 | 10.7475 | 8.4755 | 6.2147 | 3.9306 | 1.9592 | -10.3861 | -45.2089 | -72.9441 | -92.4264 | 91.2655 | 86.0304 | 83.4901 | 80.5464 | 77.9675 | 75.286 | 72.7475 | 70.4755 | 68.2147 | 65.9306 | 63.9592 | 51.6139 | 16.7911 | -10.9441 | -30.4264 | 29.2655 | 24.2256 | 23.6 | 22.2115 | 20.9112 | 19.6345 | 17.7925 | 15.2172 | 12.3414 | 10.6068 | 9.0165 | 4.6335 | -1.0543 | -4.2862 | -6.0811 | 91.2655 | 86.2256 | 85.6 | 84.2115 | 82.9112 | 81.6345 | 79.7925 | 77.2172 | 74.3414 | 72.6068 | 71.0165 | 66.6335 | 60.9457 | 57.7138 | 55.9189 | 29.2655 | 24.7018 | 22.4525 | 19.8044 | 17.6617 | 15.6701 | 13.9469 | 12.2938 | 10.3801 | 8.2432 | 6.2614 | 0.7758 | -6.2087 | -10.1441 | -11.5774 | 91.2655 | 86.7018 | 84.4525 | 81.8044 | 79.6617 | 77.6701 | 75.9469 | 74.2938 | 72.3801 | 70.2432 | 68.2614 | 62.7758 | 55.7913 | 51.8559 | 50.4226 | 29.2655 | 24.0697 | 21.8 | 19.0945 | 16.7977 | 14.576 | 12.7098 | 11.2483 | 9.6413 | 7.7674 | 6.221 | -5.3289 | -38.7235 | -65.0421 | -82.7263 | 91.2655 | 86.0697 | 83.8 | 81.0945 | 78.7977 | 76.576 | 74.7098 | 73.2483 | 71.6413 | 69.7674 | 68.221 | 56.6711 | 23.2765 | -3.0421 | -20.7263 | 29.2655 | 24.3052 | 22.3923 | 19.9529 | 17.9221 | 16.0382 | 14.4695 | 12.3233 | 5.1244 | -2.6155 | -10.1493 | -31.8503 | -62.6751 | -80.5922 | -76.7631 | 91.2655 | 86.3052 | 84.3923 | 81.9529 | 79.9221 | 78.0382 | 76.4695 | 74.3233 | 67.1244 | 59.3845 | 51.8507 | 30.1497 | -0.6751 | -18.5922 | -14.7631 | 397322 | 399942 | STALYBRIDGE
| Hazel Grove | 51.3716 | 45.5466 | 43.7796 | 40.4743 | 37.3317 | 35.787 | 34.1992 | 32.7817 | 31.3009 | 29.6991 | 28.2895 | 19.1461 | -8.5202 | -28.7773 | -43.2223 | 69.3716 | 63.5466 | 61.7796 | 58.4743 | 55.3317 | 53.787 | 52.1992 | 50.7817 | 49.3009 | 47.6991 | 46.2895 | 37.1461 | 9.4798 | -10.7773 | -25.2223 | 51.3716 | 47.2251 | 46.6719 | 45.6306 | 44.5763 | 43.4707 | 41.9195 | 39.8676 | 37.6926 | 36.3084 | 35.0539 | 31.5859 | 26.9361 | 24.2513 | 22.7692 | 69.3716 | 65.2251 | 64.6719 | 63.6306 | 62.5763 | 61.4707 | 59.9195 | 57.8676 | 55.6926 | 54.3084 | 53.0539 | 49.5859 | 44.9361 | 42.2513 | 40.7692 | 51.3716 | 47.2903 | 45.8614 | 42.7059 | 39.8175 | 38.7203 | 37.6503 | 36.6203 | 35.3238 | 33.7392 | 32.2675 | 28.1619 | 20.9649 | 18.5547 | 17.6557 | 69.3716 | 65.2903 | 63.8614 | 60.7059 | 57.8175 | 56.7203 | 55.6503 | 54.6203 | 53.3238 | 51.7392 | 50.2675 | 46.1619 | 38.9649 | 36.5547 | 35.6557 | 51.3716 | 44.8527 | 43.184 | 40.092 | 37.2265 | 36.0504 | 34.9972 | 34.2274 | 33.276 | 32.0106 | 30.979 | 18.3318 | -6.2588 | -25.5508 | -38.9504 | 69.3716 | 62.8527 | 61.184 | 58.092 | 55.2265 | 54.0504 | 52.9972 | 52.2274 | 51.276 | 50.0106 | 48.979 | 36.3318 | 11.7412 | -7.5508 | -20.9504 | 51.3716 | 44.677 | 43.2241 | 41.8097 | 36.0732 | 31.1891 | 30.6642 | 29.5506 | 24.7839 | 19.337 | 14.0362 | -1.9082 | -24.8539 | -37.9638 | -35.254 | 69.3716 | 62.677 | 61.2241 | 59.8097 | 54.0732 | 49.1891 | 48.6642 | 47.5506 | 42.7839 | 37.337 | 32.0362 | 16.0918 | -6.8539 | -19.9638 | -17.254 | 391313 | 386877 | BREDBURY
| Huncoat | 57.4803 | 53.4596 | 51.4508 | 49.0004 | 46.8218 | 44.7602 | 42.647 | 40.5738 | 38.4905 | 36.9426 | 35.2827 | 25.2527 | -1.9286 | -23.2474 | -38.4849 | 75.4803 | 71.4596 | 69.4508 | 67.0004 | 64.8218 | 62.7602 | 60.647 | 58.5738 | 56.4905 | 54.9426 | 53.2827 | 43.2527 | 16.0714 | -5.2474 | -20.4849 | 57.4803 | 56.2264 | 56.3348 | 55.3595 | 54.6585 | 54.1897 | 53.0865 | 51.3289 | 48.5868 | 47.9825 | 47.4273 | 44.6808 | 41.3487 | 39.7174 | 39.1953 | 75.4803 | 74.2264 | 74.3348 | 73.3595 | 72.6585 | 72.1897 | 71.0865 | 69.3289 | 66.5868 | 65.9825 | 65.4273 | 62.6808 | 59.3487 | 57.7174 | 57.1953 | 57.4803 | 55.6883 | 54.1656 | 51.8213 | 49.7758 | 47.925 | 46.0611 | 44.1802 | 42.1666 | 41.0083 | 39.7603 | 35.1766 | 29.4511 | 26.3513 | 25.226 | 75.4803 | 73.6883 | 72.1656 | 69.8213 | 67.7758 | 65.925 | 64.0611 | 62.1802 | 60.1666 | 59.0083 | 57.7603 | 53.1766 | 47.4511 | 44.3513 | 43.226 | 57.4803 | 51.9921 | 49.8126 | 47.4437 | 45.3107 | 43.325 | 41.317 | 39.3958 | 37.263 | 36.0736 | 34.68 | 24.241 | -2.9839 | -23.7773 | -36.3728 | 75.4803 | 69.9921 | 67.8126 | 65.4437 | 63.3107 | 61.325 | 59.317 | 57.3958 | 55.263 | 54.0736 | 52.68 | 42.241 | 15.0161 | -5.7773 | -18.3728 | 57.4803 | 51.3552 | 49.1891 | 46.9584 | 44.8617 | 43.0454 | 41.1956 | 39.0081 | 31.9212 | 25.3734 | 19.0117 | 0.92091 | -24.1933 | -38.1198 | -34.7012 | 75.4803 | 69.3552 | 67.1891 | 64.9584 | 62.8617 | 61.0454 | 59.1956 | 57.0081 | 49.9212 | 43.3734 | 37.0117 | 18.9209 | -6.1933 | -20.1198 | -16.7012 | 377997 | 431083 | PADIHAM
| Hyde | 64.9616 | 61.1735 | 58.5989 | 55.5647 | 52.8322 | 50.0773 | 47.1656 | 45.3565 | 43.5678 | 41.7664 | 40.1755 | 30.7699 | 5.1045 | -15.4903 | -30.1216 | 82.9616 | 79.1735 | 76.5989 | 73.5647 | 70.8322 | 68.0773 | 65.1656 | 63.3565 | 61.5678 | 59.7664 | 58.1755 | 48.7699 | 23.1045 | 2.5097 | -12.1216 | 64.9616 | 62.2594 | 61.5241 | 60.0083 | 58.6566 | 57.377 | 55.4984 | 53.4938 | 51.235 | 49.8468 | 48.5605 | 44.9966 | 40.471 | 38.0012 | 36.5649 | 82.9616 | 80.2594 | 79.5241 | 78.0083 | 76.6566 | 75.377 | 73.4984 | 71.4938 | 69.235 | 67.8468 | 66.5605 | 62.9966 | 58.471 | 56.0012 | 54.5649 | 64.9616 | 62.332 | 60.0882 | 57.2636 | 54.8317 | 52.5518 | 50.2005 | 48.8127 | 47.2474 | 45.5293 | 43.9163 | 39.4562 | 33.8403 | 30.7275 | 29.3994 | 82.9616 | 80.332 | 78.0882 | 75.2636 | 72.8317 | 70.5518 | 68.2005 | 66.8127 | 65.2474 | 63.5293 | 61.9163 | 57.4562 | 51.8403 | 48.7275 | 47.3994 | 64.9616 | 60.7696 | 58.3582 | 55.5172 | 53.0094 | 50.6153 | 48.2327 | 47.0604 | 45.7975 | 44.3084 | 43.0435 | 34.3796 | 10.0539 | -9.253 | -22.4166 | 82.9616 | 78.7696 | 76.3582 | 73.5172 | 71.0094 | 68.6153 | 66.2327 | 65.0604 | 63.7975 | 62.3084 | 61.0435 | 52.3796 | 28.0539 | 8.747 | -4.4166 | 64.9616 | 60.6335 | 58.3389 | 55.6128 | 53.2293 | 51.0244 | 48.8165 | 47.1199 | 41.776 | 36.0119 | 30.4076 | 14.3394 | -8.2396 | -21.5737 | -19.2109 | 82.9616 | 78.6335 | 76.3389 | 73.6128 | 71.2293 | 69.0244 | 66.8165 | 65.1199 | 59.776 | 54.0119 | 48.4076 | 32.3394 | 9.7604 | -3.5737 | -1.2109 | 395522 | 395647 | STALYBRIDGE
| Kendal (Parkside Rd) | 25.0372 | 20.996 | 17.4778 | 13.8447 | 10.2924 | 3.863 | 0.027577 | -5.8741 | -9.1949 | -12.3979 | -15.4661 | -29.1318 | -65.5979 | -91.096 | -108.4581 | 43.0372 | 38.996 | 35.4778 | 31.8447 | 28.2924 | 21.863 | 18.0276 | 12.1259 | 8.8051 | 5.6021 | 2.5339 | -11.1318 | -47.5979 | -73.096 | -90.4581 | 25.0372 | 23.4931 | 22.9457 | 21.5464 | 20.2329 | 18.9627 | 16.8643 | 13.899 | 10.4936 | 8.6395 | 6.924 | 1.3992 | -7.3456 | -13.5873 | -17.5259 | 43.0372 | 41.4931 | 40.9457 | 39.5464 | 38.2329 | 36.9627 | 34.8643 | 31.899 | 28.4936 | 26.6395 | 24.924 | 19.3992 | 10.6544 | 4.4127 | 0.47406 | 25.0372 | 23.2644 | 20.5403 | 17.6458 | 15.1188 | 10.1575 | 7.9647 | 3.3783 | 0.44266 | -2.7415 | -6.0445 | -14.6539 | -29.06 | -37.715 | -38.211 | 43.0372 | 41.2644 | 38.5403 | 35.6458 | 33.1188 | 28.1575 | 25.9647 | 21.3783 | 18.4427 | 15.2585 | 11.9555 | 3.3461 | -11.06 | -19.715 | -20.211 | 25.0372 | 20.0273 | 16.5755 | 13.1793 | 9.8943 | 4.0185 | 0.81201 | -6.2042 | -15.1727 | -18.7361 | -21.989 | -47.0045 | -73.451 | -89.2015 | -103.8987 | 43.0372 | 38.0273 | 34.5755 | 31.1793 | 27.8943 | 22.0185 | 18.812 | 11.7958 | 2.8273 | -0.73607 | -3.989 | -29.0045 | -55.451 | -71.2015 | -85.8987 | 25.0372 | 19.7031 | 16.3503 | 12.9924 | 2.7092 | -2.3124 | -5.0695 | -10.5076 | -21.6939 | -28.8319 | -35.5469 | -54.9523 | -79.9251 | -93.9844 | -90.689 | 43.0372 | 37.7031 | 34.3503 | 30.9924 | 20.7092 | 15.6876 | 12.9305 | 7.4924 | -3.6939 | -10.8319 | -17.5469 | -36.9523 | -61.9251 | -75.9844 | -72.689 | 351915 | 491858 | HUTTON
| Lancaster | 39.8433 | 33.7234 | 28.3288 | 20.0162 | 13.5521 | 6.9192 | -0.84035 | -6.2093 | -13.8339 | -17.1361 | -19.9059 | -35.0007 | -111.6476 | -140.8019 | -160.4978 | 39.8433 | 33.7234 | 28.3288 | 20.0162 | 13.5521 | 6.9192 | -0.84035 | -6.2093 | -13.8339 | -17.1361 | -19.9059 | -35.0007 | -111.6476 | -140.8019 | -160.4978 | 39.8433 | 39.5558 | 38.2239 | 36.0782 | 34.1117 | 32.2814 | 29.1404 | 26.1398 | 22.6928 | 20.5931 | 18.6596 | 12.9712 | 4.9135 | -0.63192 | -4.349 | 39.8433 | 39.5558 | 38.2239 | 36.0782 | 34.1117 | 32.2814 | 29.1404 | 26.1398 | 22.6928 | 20.5931 | 18.6596 | 12.9712 | 4.9135 | -0.63192 | -4.349 | 39.8433 | 38.5912 | 34.4193 | 26.6496 | 20.9652 | 15.5078 | 9.112 | 4.8594 | -2.2715 | -5.4219 | -8.2974 | -16.5039 | -63.9333 | -69.3156 | -68.2465 | 39.8433 | 38.5912 | 34.4193 | 26.6496 | 20.9652 | 15.5078 | 9.112 | 4.8594 | -2.2715 | -5.4219 | -8.2974 | -16.5039 | -63.9333 | -69.3156 | -68.2465 | 39.8433 | 30.9942 | 25.4045 | 17.4367 | 11.2751 | 5.0462 | -3.2349 | -7.8018 | -14.8066 | -17.7688 | -20.3247 | -36.7976 | -113.0001 | -140.4879 | -156.921 | 39.8433 | 30.9942 | 25.4045 | 17.4367 | 11.2751 | 5.0462 | -3.2349 | -7.8018 | -14.8066 | -17.7688 | -20.3247 | -36.7976 | -113.0001 | -140.4879 | -156.921 | 39.8433 | 29.8308 | 24.2523 | 17.9357 | 8.4567 | -0.11844 | -7.8028 | -12.616 | -22.8588 | -31.8713 | -40.6885 | -105.9367 | -138.2962 | -156.8486 | -150.1633 | 39.8433 | 29.8308 | 24.2523 | 17.9357 | 8.4567 | -0.11844 | -7.8028 | -12.616 | -22.8588 | -31.8713 | -40.6885 | -105.9367 | -138.2962 | -156.8486 | -150.1633 | 348644 | 463628 | HEYSHAM
| Leyland | 40.1569 | 29.3823 | 24.9626 | 20.4856 | 14.6149 | 8.6533 | 5.1002 | 2.65 | 0.24862 | -2.3209 | -4.7008 | -18.086 | -47.5519 | -70.8813 | -88.798 | 58.1569 | 47.3823 | 42.9626 | 38.4856 | 32.6149 | 26.6533 | 23.1002 | 20.65 | 18.2486 | 15.6791 | 13.2992 | -0.086019 | -29.5519 | -52.8813 | -70.798 | 40.1569 | 34.223 | 32.9207 | 30.2136 | 26.6152 | 23.1105 | 20.4076 | 17.8673 | 14.9997 | 12.9394 | 10.9687 | 5.2816 | -2.3882 | -7.4469 | -10.955 | 58.1569 | 52.223 | 50.9207 | 48.2136 | 44.6152 | 41.1105 | 38.4076 | 35.8673 | 32.9997 | 30.9394 | 28.9687 | 23.2816 | 15.6118 | 10.5531 | 7.045 | 40.1569 | 32.3509 | 28.7065 | 24.4649 | 18.9204 | 13.5183 | 10.6032 | 8.6636 | 6.4702 | 3.9689 | 1.5626 | -6.9422 | -16.8393 | -23.0507 | -26.4439 | 58.1569 | 50.3509 | 46.7065 | 42.4649 | 36.9204 | 31.5183 | 28.6032 | 26.6636 | 24.4702 | 21.9689 | 19.5626 | 11.0578 | 1.1607 | -5.0507 | -8.4439 | 40.1569 | 26.7133 | 22.0253 | 17.7765 | 10.0105 | 1.2295 | -4.9692 | -8.9395 | -11.4238 | -13.8923 | -16.1704 | -30.3849 | -62.4601 | -85.0824 | -99.8767 | 58.1569 | 44.7133 | 40.0253 | 35.7765 | 28.0105 | 19.2295 | 13.0308 | 9.0605 | 6.5762 | 4.1077 | 1.8296 | -12.3849 | -44.4601 | -67.0824 | -81.8767 | 40.1569 | 25.4654 | 20.6952 | 16.5672 | 8.8509 | 0.102 | -6.1006 | -10.7003 | -19.0283 | -29.2377 | -35.7331 | -55.0554 | -82.4487 | -98.3417 | -96.9914 | 58.1569 | 43.4654 | 38.6952 | 34.5672 | 26.8509 | 18.102 | 11.8994 | 7.2997 | -1.0283 | -11.2377 | -17.7331 | -37.0554 | -64.4487 | -80.3417 | -78.9914 | 354121 | 423373 | PENWORTHAM
| Longsight | 29.4537 | 20.2156 | 12.0151 | 3.6376 | -5.7654 | -15.8641 | -23.0434 | -29.2897 | -35.6717 | -37.2018 | -38.5424 | -47.4969 | -67.2245 | -82.6107 | -93.3047 | 47.4537 | 38.2156 | 30.0151 | 21.6376 | 12.2346 | 2.1359 | -5.0434 | -11.2897 | -17.6717 | -19.2018 | -20.5424 | -29.4969 | -49.2245 | -64.6107 | -75.3047 | 29.4537 | 24.8119 | 20.1481 | 14.6737 | 7.8948 | 0.58027 | -4.9116 | -10.1703 | -14.2486 | -15.2024 | -16.0945 | -18.6249 | -21.9462 | -23.7652 | -24.9184 | 47.4537 | 42.8119 | 38.1481 | 32.6737 | 25.8948 | 18.5803 | 13.0884 | 7.8297 | 3.7514 | 2.7976 | 1.9055 | -0.62486 | -3.9462 | -5.7652 | -6.9184 | 29.4537 | 23.5804 | 15.9585 | 7.781 | -1.337 | -11.01 | -17.6891 | -23.5558 | -29.7231 | -31.1695 | -32.5358 | -37.9468 | -43.0501 | -46.1197 | -47.4072 | 47.4537 | 41.5804 | 33.9585 | 25.781 | 16.663 | 6.99 | 0.31087 | -5.5558 | -11.7231 | -13.1695 | -14.5358 | -19.9468 | -25.0501 | -28.1197 | -29.4072 | 29.4537 | 18.7625 | 10.5877 | 2.4191 | -6.7532 | -16.5587 | -23.3224 | -29.1021 | -35.0855 | -36.3302 | -37.3748 | -45.9818 | -65.8765 | -80.087 | -89.3295 | 47.4537 | 36.7625 | 28.5877 | 20.4191 | 11.2468 | 1.4413 | -5.3224 | -11.1021 | -17.0855 | -18.3302 | -19.3748 | -27.9818 | -47.8765 | -62.087 | -71.3295 | 29.4537 | 18.1176 | 10.0461 | 2.0632 | -6.9182 | -16.4985 | -23.0526 | -29.0682 | -39.9921 | -45.7638 | -49.888 | -62.0391 | -79.1087 | -88.9243 | -86.6653 | 47.4537 | 36.1176 | 28.0461 | 20.0632 | 11.0818 | 1.5015 | -5.0526 | -11.0682 | -21.9921 | -27.7638 | -31.888 | -44.0391 | -61.1087 | -70.9243 | -68.6653 | 385592 | 396016 | BREDBURY
| Lower Darwen | 7.8006 | -0.29975 | -3.0495 | -5.3771 | -7.4066 | -9.3918 | 13.5766 | 11.704 | 9.8327 | 7.4689 | 5.7129 | -5.9137 | -34.5613 | -56.2245 | -71.2567 | 57.8006 | 49.7002 | 46.9505 | 44.6229 | 42.5934 | 40.6082 | 38.5766 | 36.704 | 34.8327 | 32.4689 | 30.7129 | 19.0863 | -9.5613 | -31.2245 | -46.2567 | 7.8006 | 3.9837 | 3.9805 | 3.2191 | 2.6762 | 2.2995 | 26.2667 | 24.5255 | 22.4199 | 21.1085 | 19.8599 | 16.4549 | 12.1064 | 9.6948 | 8.5116 | 57.8006 | 53.9837 | 53.9805 | 53.2191 | 52.6762 | 52.2995 | 51.2667 | 49.5255 | 47.4199 | 46.1085 | 44.8599 | 41.4549 | 37.1064 | 34.6948 | 33.5116 | 7.8006 | 3.452 | 1.5757 | -0.56887 | -2.379 | -3.982 | 19.4781 | 18.0075 | 16.3033 | 13.984 | 12.1858 | 5.4462 | -1.8965 | -5.2792 | -6.4398 | 57.8006 | 53.452 | 51.5757 | 49.4311 | 47.621 | 46.018 | 44.4781 | 43.0075 | 41.3033 | 38.984 | 37.1858 | 30.4462 | 23.1035 | 19.7208 | 18.5602 | 7.8006 | -2.2132 | -5.0943 | -7.1909 | -8.9879 | -10.7469 | 12.649 | 11.3421 | 9.8208 | 7.5863 | 5.948 | -6.3509 | -33.5644 | -54.1267 | -67.3454 | 57.8006 | 47.7868 | 44.9057 | 42.8091 | 41.0121 | 39.2531 | 37.649 | 36.3421 | 34.8208 | 32.5863 | 30.948 | 18.6491 | -8.5644 | -29.1267 | -42.3454 | 7.8006 | -3.1205 | -5.9476 | -8.0086 | -9.6769 | -11.2739 | 12.2375 | 9.7024 | 1.7215 | -4.3167 | -11.3263 | -29.3422 | -53.9509 | -67.8026 | -64.1513 | 57.8006 | 46.8795 | 44.0524 | 41.9914 | 40.3231 | 38.7261 | 37.2375 | 34.7024 | 26.7215 | 20.6833 | 13.6737 | -4.3422 | -28.9509 | -42.8026 | -39.1513 | 369695 | 424981 | ROCHDALE
| Lytham | 47.3086 | 42.9716 | 41.5914 | 40.5164 | 39.4796 | 38.4016 | 37.3071 | 36.3163 | 35.3359 | 34.3875 | 33.5923 | 29.0305 | 16.5405 | 6.9305 | 0.075781 | 36.3086 | 31.9716 | 30.5914 | 29.5164 | 28.4796 | 27.4016 | 26.3071 | 25.3163 | 24.3359 | 23.3875 | 22.5923 | 18.0305 | 5.5405 | -4.0695 | -10.9242 | 47.3086 | 44.8431 | 44.3365 | 43.6586 | 42.9828 | 42.2875 | 41.377 | 40.2252 | 38.9844 | 38.2885 | 37.632 | 35.8484 | 33.5853 | 32.2892 | 31.4771 | 36.3086 | 33.8431 | 33.3365 | 32.6586 | 31.9828 | 31.2875 | 30.377 | 29.2252 | 27.9844 | 27.2885 | 26.632 | 24.8484 | 22.5853 | 21.2892 | 20.4771 | 47.3086 | 44.6225 | 43.6063 | 42.6613 | 41.8432 | 41.0783 | 40.341 | 39.6432 | 38.8756 | 38.0368 | 37.2575 | 35.1299 | 32.4962 | 31.0532 | 30.4656 | 36.3086 | 33.6225 | 32.6063 | 31.6613 | 30.8432 | 30.0783 | 29.341 | 28.6432 | 27.8756 | 27.0368 | 26.2575 | 24.1299 | 21.4962 | 20.0532 | 19.4656 | 47.3086 | 42.0837 | 40.6094 | 39.6256 | 38.6908 | 37.7795 | 36.9242 | 36.2246 | 35.4821 | 34.6996 | 34.0822 | 29.8819 | 17.9923 | 8.8937 | 2.5192 | 36.3086 | 31.0837 | 29.6094 | 28.6256 | 27.6908 | 26.7795 | 25.9242 | 25.2246 | 24.4821 | 23.6996 | 23.0822 | 18.8819 | 6.9923 | -2.1063 | -8.4808 | 47.3086 | 41.7438 | 40.3328 | 39.4801 | 38.6705 | 37.9173 | 37.2114 | 36.3867 | 33.7114 | 30.869 | 28.1167 | 20.1576 | 9.0752 | 2.7694 | 4.1644 | 36.3086 | 30.7438 | 29.3328 | 28.4801 | 27.6705 | 26.9173 | 26.2114 | 25.3867 | 22.7114 | 19.869 | 17.1167 | 9.1576 | -1.9248 | -8.2306 | -6.8356 | 335361 | 429316 | PENWORTHAM
| Moss Nook | 45.5511 | 37.5634 | 35.1116 | 32.8428 | 30.7193 | 28.5314 | 26.2914 | 21.8549 | 19.8359 | 17.8735 | 15.6206 | 6.5288 | -18.1988 | -37.289 | -51.4933 | 72.5511 | 64.5634 | 62.1116 | 59.8428 | 57.7193 | 55.5314 | 53.2914 | 48.8549 | 46.8359 | 44.8735 | 42.6206 | 33.5288 | 8.8012 | -10.289 | -24.4933 | 45.5511 | 41.5206 | 41.0475 | 39.9201 | 38.882 | 37.9256 | 36.4219 | 34.3242 | 31.965 | 30.5589 | 29.2615 | 25.6192 | 20.7193 | 17.8373 | 16.0523 | 72.5511 | 68.5206 | 68.0475 | 66.9201 | 65.882 | 64.9256 | 63.4219 | 61.3242 | 58.965 | 57.5589 | 56.2615 | 52.6192 | 47.7193 | 44.8373 | 43.0523 | 45.5511 | 41.2121 | 39.4142 | 37.3926 | 35.6531 | 34.0735 | 32.5429 | 28.6507 | 26.951 | 25.1304 | 22.8773 | 18.1412 | 11.5076 | 7.9951 | 6.5634 | 72.5511 | 68.2121 | 66.4142 | 64.3926 | 62.6531 | 61.0735 | 59.5429 | 55.6507 | 53.951 | 52.1304 | 49.8773 | 45.1412 | 38.5076 | 34.9951 | 33.5634 | 45.5511 | 35.8038 | 33.3591 | 31.2779 | 29.3821 | 27.5621 | 25.8801 | 22.1302 | 20.626 | 18.9948 | 17.1049 | 8.7366 | -15.7296 | -33.6273 | -46.6211 | 72.5511 | 62.8038 | 60.3591 | 58.2779 | 56.3821 | 54.5621 | 52.8801 | 49.1302 | 47.626 | 45.9948 | 44.1049 | 35.7366 | 11.2704 | -6.6273 | -19.6211 | 45.5511 | 35.0561 | 32.737 | 30.8368 | 29.1448 | 27.6079 | 25.6271 | 21.6121 | 16.6299 | 11.245 | 5.015 | -10.6283 | -31.9582 | -44.6753 | -43.1814 | 72.5511 | 62.0561 | 59.737 | 57.8368 | 56.1448 | 54.6079 | 52.6271 | 48.6121 | 43.6299 | 38.245 | 32.015 | 16.3717 | -4.9582 | -17.6753 | -16.1814 | 384073 | 385068 | MACCLESFIELD
| Moss Nook Primary | 19.2905 | 17.4699 | 16.9685 | 16.5123 | 16.1162 | 15.737 | 15.3624 | 15.0247 | 14.6954 | 14.3499 | 14.043 | 12.4353 | 8.1648 | 4.7138 | 2.2106 | 25.2905 | 23.4699 | 22.9685 | 22.5123 | 22.1162 | 21.737 | 21.3624 | 21.0247 | 20.6954 | 20.3499 | 20.043 | 18.4353 | 14.1648 | 10.7138 | 8.2106 | 19.2905 | 18.659 | 18.6483 | 18.4893 | 18.3786 | 18.3085 | 18.1172 | 17.7961 | 17.4173 | 17.174 | 16.9516 | 16.3599 | 15.6542 | 15.3348 | 15.2342 | 25.2905 | 24.659 | 24.6483 | 24.4893 | 24.3786 | 24.3085 | 24.1172 | 23.7961 | 23.4173 | 23.174 | 22.9516 | 22.3599 | 21.6542 | 21.3348 | 21.2342 | 19.2905 | 18.4311 | 18.0623 | 17.6394 | 17.2969 | 17.0042 | 16.7291 | 16.4695 | 16.1839 | 15.86 | 15.5575 | 14.749 | 13.7782 | 13.2908 | 13.1636 | 25.2905 | 24.4311 | 24.0623 | 23.6394 | 23.2969 | 23.0042 | 22.7291 | 22.4695 | 22.1839 | 21.86 | 21.5575 | 20.749 | 19.7782 | 19.2908 | 19.1636 | 19.2905 | 16.8856 | 16.3634 | 15.9682 | 15.6398 | 15.3545 | 15.1042 | 14.9135 | 14.7041 | 14.4326 | 14.205 | 12.8053 | 8.9009 | 5.7854 | 3.6016 | 25.2905 | 22.8856 | 22.3634 | 21.9682 | 21.6398 | 21.3545 | 21.1042 | 20.9135 | 20.7041 | 20.4326 | 20.205 | 18.8053 | 14.9009 | 11.7854 | 9.6016 | 19.2905 | 16.5956 | 16.0591 | 15.6767 | 15.366 | 15.1142 | 14.9006 | 14.6419 | 13.7783 | 12.8224 | 11.897 | 9.2658 | 5.5849 | 3.3732 | 3.7681 | 25.2905 | 22.5956 | 22.0591 | 21.6767 | 21.366 | 21.1142 | 20.9006 | 20.6419 | 19.7783 | 18.8224 | 17.897 | 15.2658 | 11.5849 | 9.3732 | 9.7681 | 384084 | 385010 | SOUTH MANCHESTER
| Nelson | 14.2739 | 9.9858 | 8.3611 | 6.7511 | 5.2455 | 3.5338 | 11.1524 | 9.5467 | 7.9267 | 6.4107 | 5.126 | -3.5587 | -27.7089 | -46.3509 | -58.9729 | 35.6867 | 31.3986 | 29.7739 | 28.1639 | 26.6583 | 24.9466 | 23.1524 | 21.5467 | 19.9267 | 18.4107 | 17.126 | 8.4413 | -15.7089 | -34.3509 | -46.9729 | 14.2739 | 11.6906 | 11.1989 | 10.2997 | 9.4135 | 8.5127 | 16.6007 | 14.8187 | 12.812 | 11.7665 | 10.8278 | 8.0885 | 4.3973 | 2.1584 | 0.84474 | 35.6867 | 33.1034 | 32.6117 | 31.7125 | 30.8263 | 29.9255 | 28.6007 | 26.8187 | 24.812 | 23.7665 | 22.8278 | 20.0885 | 16.3973 | 14.1584 | 12.8447 | 14.2739 | 11.4276 | 10.1922 | 8.7876 | 7.5437 | 6.3757 | 14.6357 | 13.4932 | 12.0538 | 10.6079 | 9.2491 | 5.4599 | 0.89576 | -1.6078 | -2.1735 | 35.6867 | 32.8404 | 31.605 | 30.2004 | 28.9565 | 27.7885 | 26.6357 | 25.4932 | 24.0538 | 22.6079 | 21.2491 | 17.4599 | 12.8958 | 10.3922 | 9.8265 | 14.2739 | 9.1134 | 7.387 | 5.8009 | 4.2858 | 2.7744 | 10.631 | 9.2123 | 7.6458 | 6.2587 | 5.0763 | -2.3029 | -24.6625 | -42.4251 | -53.9158 | 35.6867 | 30.5262 | 28.7998 | 27.2137 | 25.6986 | 24.1872 | 22.631 | 21.2123 | 19.6458 | 18.2587 | 17.0763 | 9.6971 | -12.6625 | -30.4251 | -41.9158 | 14.2739 | 8.8116 | 7.1725 | 5.7157 | 4.3496 | 3.0465 | 11.1078 | 9.3726 | 4.7602 | -0.15507 | -5.4733 | -20.7808 | -41.8883 | -53.5695 | -49.9849 | 35.6867 | 30.2244 | 28.5853 | 27.1285 | 25.7624 | 24.4593 | 23.1078 | 21.3726 | 16.7602 | 11.8449 | 6.5267 | -8.7808 | -29.8883 | -41.5695 | -37.9849 | 385989 | 438643 | PADIHAM
| New Mills | 34.0991 | 32.3139 | 31.4974 | 30.3771 | 29.4523 | 28.2978 | 27.1726 | 26.0373 | 25.0509 | 24.1292 | 23.3452 | 19.2291 | 8.9489 | 1.6342 | -3.9156 | 42.5991 | 40.8139 | 39.9974 | 38.8771 | 37.9523 | 36.7978 | 35.6726 | 34.5373 | 33.5509 | 32.6292 | 31.8452 | 27.7291 | 17.4489 | 10.1342 | 4.5844 | 34.0991 | 32.6987 | 32.6727 | 32.1992 | 31.9177 | 31.5109 | 30.9322 | 30.1013 | 29.1575 | 28.5815 | 28.0475 | 26.4868 | 24.2612 | 22.8286 | 21.9771 | 42.5991 | 41.1987 | 41.1727 | 40.6992 | 40.4177 | 40.0109 | 39.4322 | 38.6013 | 37.6575 | 37.0815 | 36.5475 | 34.9868 | 32.7612 | 31.3286 | 30.4771 | 34.0991 | 32.7783 | 32.1142 | 31.1658 | 30.4883 | 29.7061 | 29.009 | 28.2175 | 27.3558 | 26.4333 | 25.5622 | 23.1539 | 20.2288 | 18.64 | 18.3923 | 42.5991 | 41.2783 | 40.6142 | 39.6658 | 38.9883 | 38.2061 | 37.509 | 36.7175 | 35.8558 | 34.9333 | 34.0622 | 31.6539 | 28.7288 | 27.14 | 26.8923 | 34.0991 | 32.2253 | 31.4865 | 30.4463 | 29.4474 | 28.4517 | 27.5519 | 26.8378 | 26.0686 | 25.2804 | 24.6325 | 17.767 | 7.8252 | 0.98487 | -3.9187 | 42.5991 | 40.7253 | 39.9865 | 38.9463 | 37.9474 | 36.9517 | 36.0519 | 35.3378 | 34.5686 | 33.7804 | 33.1325 | 26.267 | 16.3252 | 9.4849 | 4.5813 | 34.0991 | 32.2313 | 31.5568 | 30.3846 | 29.6362 | 28.7772 | 24.481 | 23.8911 | 21.9106 | 19.6843 | 17.5094 | 10.9487 | 2.1287 | -2.4147 | -1.3666 | 42.5991 | 40.7313 | 40.0568 | 38.8846 | 38.1362 | 37.2772 | 32.981 | 32.3911 | 30.4106 | 28.1843 | 26.0094 | 19.4487 | 10.6287 | 6.0853 | 7.1334 | 401141 | 383916 | STALYBRIDGE
| Orrell | 28.2961 | 26.9714 | 25.5519 | 23.9835 | 22.7059 | 21.5659 | 32.2746 | 31.0648 | 29.7613 | 23.9848 | 22.8126 | 13.5407 | -4.7745 | -20.2323 | -31.4529 | 85.2961 | 83.9714 | 82.5519 | 80.9835 | 79.7059 | 78.5659 | 77.2746 | 76.0648 | 74.7613 | 68.9848 | 67.8126 | 58.5407 | 40.2255 | 24.7677 | 13.5471 | 28.2961 | 28.8165 | 29.0005 | 28.5992 | 28.4287 | 28.4557 | 39.9843 | 38.9929 | 37.7359 | 36.8514 | 36.0389 | 33.7139 | 30.7834 | 29.2249 | 28.6079 | 85.2961 | 85.8165 | 86.0005 | 85.5992 | 85.4287 | 85.4557 | 84.9843 | 83.9929 | 82.7359 | 81.8514 | 81.0389 | 78.7139 | 75.7834 | 74.2249 | 73.6079 | 28.2961 | 28.8505 | 27.6794 | 26.1543 | 24.9392 | 23.9242 | 34.9659 | 34.1093 | 33.0578 | 27.2639 | 26.027 | 18.6874 | 13.682 | 11.2019 | 10.8984 | 85.2961 | 85.8505 | 84.6794 | 83.1543 | 81.9392 | 80.9242 | 79.9659 | 79.1093 | 78.0578 | 72.2639 | 71.027 | 63.6874 | 58.682 | 56.2019 | 55.8984 | 28.2961 | 26.2502 | 24.9479 | 23.5744 | 22.5058 | 17.1752 | 22.5792 | 16.1035 | 9.4057 | 3.4437 | 2.0073 | -9.2615 | -27.4879 | -39.9368 | -47.7522 | 85.2961 | 83.2502 | 81.9479 | 80.5744 | 79.5058 | 74.1752 | 67.5792 | 61.1035 | 54.4057 | 48.4437 | 47.0073 | 35.7385 | 17.5121 | 5.0632 | -2.7522 | 28.2961 | 25.904 | 24.6649 | 23.3714 | 22.1902 | 16.7217 | 22.0576 | 15.1606 | -3.1931 | -6.5746 | -9.8961 | -19.7049 | -34.1641 | -43.3648 | -42.2933 | 85.2961 | 82.904 | 81.6649 | 80.3714 | 79.1902 | 73.7217 | 67.0576 | 60.1606 | 41.8069 | 38.4254 | 35.1039 | 25.2951 | 10.8359 | 1.6352 | 2.7067 | 352784 | 404565 | KIRKBY
| Padiham | 33.076 | 28.4964 | 26.0024 | 22.3484 | 20.1319 | 18.0502 | 15.9034 | 11.0182 | 8.967 | 6.9254 | 0.8677 | -7.6186 | -35.4548 | -46.7468 | -54.9594 | 64.576 | 59.9964 | 57.5024 | 53.8484 | 51.6319 | 49.5502 | 47.4034 | 42.5182 | 40.467 | 38.4254 | 32.3677 | 23.8814 | -3.9548 | -15.2468 | -23.4594 | 33.076 | 31.8543 | 32.3238 | 31.8982 | 31.9437 | 32.4139 | 32.2616 | 31.4796 | 30.2714 | 29.4896 | 28.7673 | 26.2623 | 21.6514 | 18.8998 | 17.3097 | 64.576 | 63.3543 | 63.8238 | 63.3982 | 63.4437 | 63.9139 | 63.7616 | 62.9796 | 61.7714 | 60.9896 | 60.2673 | 57.7623 | 53.1514 | 50.3998 | 48.8097 | 33.076 | 31.3808 | 29.591 | 26.1509 | 24.2252 | 22.5602 | 20.8878 | 16.3805 | 14.4699 | 12.448 | 6.3253 | 0.11936 | -18.1753 | -21.1214 | -21.9958 | 64.576 | 62.8808 | 61.091 | 57.6509 | 55.7252 | 54.0602 | 52.3878 | 47.8805 | 45.9699 | 43.948 | 37.8253 | 31.6194 | 13.3247 | 10.3786 | 9.5042 | 33.076 | 27.0077 | 24.3566 | 20.8136 | 18.6696 | 16.6931 | 14.6494 | 10.0094 | 7.7635 | 5.985 | 1.2529 | -16.1969 | -33.2942 | -43.457 | -49.9976 | 64.576 | 58.5077 | 55.8566 | 52.3136 | 50.1696 | 48.1931 | 46.1494 | 41.5094 | 39.2635 | 37.485 | 32.7529 | 15.3031 | -1.7942 | -11.957 | -18.4976 | 33.076 | 26.2711 | 23.5212 | 20.0198 | 17.8966 | 12.9022 | 10.8563 | 7.2615 | 3.3632 | -0.72132 | -13.6185 | -29.1718 | -42.2637 | -49.3275 | -47.6606 | 64.576 | 57.7711 | 55.0212 | 51.5198 | 49.3966 | 44.4022 | 42.3563 | 38.7615 | 34.8632 | 30.7787 | 17.8815 | 2.3282 | -10.7637 | -17.8275 | -16.1606 | 378571 | 433224 | PADIHAM
| Peel | 10.5353 | 5.7423 | 4.0487 | 2.8029 | 1.7541 | 0.79791 | -0.23614 | -1.2697 | -2.3904 | -3.3992 | -4.3124 | -7.93 | -16.7869 | -23.8902 | -29.4217 | 19.0353 | 14.2423 | 12.5487 | 11.3029 | 10.2541 | 9.2979 | 8.2639 | 7.2303 | 6.1096 | 5.1008 | 4.1876 | 0.56997 | -8.2869 | -15.3902 | -20.9217 | 10.5353 | 9.5196 | 9.5498 | 9.1649 | 9.0085 | 8.9773 | 8.2764 | 7.2094 | 5.9471 | 5.2467 | 4.5933 | 2.8184 | 0.59977 | -0.5555 | -1.1449 | 19.0353 | 18.0196 | 18.0498 | 17.6649 | 17.5085 | 17.4773 | 16.7764 | 15.7094 | 14.4471 | 13.7467 | 13.0933 | 11.3184 | 9.0998 | 7.9445 | 7.3551 | 10.5353 | 9.2175 | 8.2063 | 6.9866 | 5.9749 | 5.0808 | 4.1207 | 3.2521 | 2.3297 | 1.5093 | 0.72492 | -1.9454 | -5.4956 | -7.1256 | -7.6271 | 19.0353 | 17.7175 | 16.7063 | 15.4866 | 14.4749 | 13.5808 | 12.6207 | 11.7521 | 10.8297 | 10.0093 | 9.2249 | 6.5546 | 3.0044 | 1.3744 | 0.87286 | 10.5353 | 4.0469 | 2.096 | 0.90326 | -0.17579 | -1.0587 | -1.9324 | -2.9207 | -3.9843 | -4.9636 | -5.8283 | -10.4603 | -18.0479 | -23.7628 | -28.4384 | 19.0353 | 12.5469 | 10.596 | 9.4033 | 8.3242 | 7.4413 | 6.5676 | 5.5793 | 4.5157 | 3.5364 | 2.6717 | -1.9603 | -9.5479 | -15.2628 | -19.9384 | 10.5353 | 3.2438 | 1.2113 | 0.033286 | -0.87825 | -1.6549 | -4.0533 | -5.0003 | -7.2792 | -9.1361 | -10.937 | -16.0456 | -23.0201 | -27.6052 | -27.4464 | 19.0353 | 11.7438 | 9.7113 | 8.5333 | 7.6218 | 6.8451 | 4.4467 | 3.4997 | 1.2208 | -0.6361 | -2.437 | -7.5456 | -14.5201 | -19.1052 | -18.9464 | 335644 | 432080 | PENWORTHAM
| Penrith & Shap | 51.3446 | 45.3282 | 42.4815 | 39.7862 | 37.155 | 34.2354 | 31.2741 | 28.4518 | 25.622 | 22.818 | 20.1064 | 2.4101 | -26.0655 | -41.9649 | -55.3277 | 55.1446 | 49.1282 | 46.2815 | 43.5862 | 40.955 | 38.0354 | 35.0741 | 32.2518 | 29.422 | 26.618 | 23.9064 | 6.2101 | -22.2655 | -38.1649 | -51.5277 | 51.3446 | 48.0257 | 47.5214 | 46.5368 | 45.6145 | 44.7223 | 43.2899 | 41.3017 | 38.9115 | 37.5843 | 36.2915 | 30.8496 | 19.5082 | 9.123 | 1.2435 | 55.1446 | 51.8257 | 51.3214 | 50.3368 | 49.4145 | 48.5223 | 47.0899 | 45.1017 | 42.7115 | 41.3843 | 40.0915 | 34.6496 | 23.3082 | 12.923 | 5.0435 | 51.3446 | 47.6299 | 45.634 | 43.7403 | 42.1454 | 40.6832 | 39.25 | 37.6466 | 34.943 | 32.1689 | 29.4121 | 14.633 | -1.8672 | -10.9245 | -13.9715 | 55.1446 | 51.4299 | 49.434 | 47.5403 | 45.9454 | 44.4832 | 43.05 | 41.4466 | 38.743 | 35.9689 | 33.2121 | 18.433 | 1.9328 | -7.1245 | -10.1715 | 51.3446 | 44.2113 | 41.3138 | 38.7802 | 36.2724 | 33.4027 | 30.557 | 27.9201 | 25.1115 | 22.0163 | 18.8246 | -2.437 | -34.4847 | -50.771 | -60.3742 | 55.1446 | 48.0113 | 45.1138 | 42.5802 | 40.0724 | 37.2027 | 34.357 | 31.7201 | 28.9115 | 25.8163 | 22.6246 | 1.363 | -30.6847 | -46.971 | -56.5742 | 51.3446 | 43.7296 | 40.7713 | 37.9349 | 35.0659 | 30.8486 | 27.3955 | 24.3824 | 18.0287 | 0.57006 | -4.9981 | -24.0688 | -47.6007 | -58.6205 | -58.6038 | 55.1446 | 47.5296 | 44.5713 | 41.7349 | 38.8659 | 34.6486 | 31.1955 | 28.1824 | 21.8287 | 4.3701 | -1.1981 | -20.2688 | -43.8007 | -54.8205 | -54.8038 | 349996 | 530398 | HUTTON
| Preston East | 55.4941 | 51.8226 | 48.8751 | 46.4109 | 40.8445 | 26.293 | 11.7659 | 6.2471 | -5.3067 | -6.6517 | -7.8582 | -14.4793 | -28.6013 | -39.3569 | -47.439 | 73.4941 | 69.8226 | 66.8751 | 64.4109 | 58.8445 | 44.293 | 29.7659 | 24.2471 | 12.6933 | 11.3483 | 10.1418 | 3.5207 | -10.6013 | -21.3569 | -29.439 | 55.4941 | 55.8178 | 55.3785 | 54.5107 | 53.2102 | 43.1471 | 33.691 | 32.7384 | 31.4941 | 30.8703 | 30.2874 | 28.5529 | 25.6017 | 23.3134 | 21.8212 | 73.4941 | 73.8178 | 73.3785 | 72.5107 | 71.2102 | 61.1471 | 51.691 | 50.7384 | 49.4941 | 48.8703 | 48.2874 | 46.5529 | 43.6017 | 41.3134 | 39.8212 | 55.4941 | 55.1088 | 52.9031 | 50.6186 | 45.2957 | 31.1113 | 17.006 | 11.8252 | 0.40612 | -0.90523 | -2.1501 | -6.4342 | -10.7623 | -13.2909 | -14.1984 | 73.4941 | 73.1088 | 70.9031 | 68.6186 | 63.2957 | 49.1113 | 35.006 | 29.8252 | 18.4061 | 17.0948 | 15.8499 | 11.5658 | 7.2377 | 4.7091 | 3.8016 | 55.4941 | 49.9031 | 46.6564 | 44.1762 | 37.5418 | 21.4482 | 5.3468 | -1.1718 | -12.7452 | -14.1708 | -15.4631 | -22.3002 | -36.2145 | -46.2495 | -52.9501 | 73.4941 | 67.9031 | 64.6564 | 62.1762 | 55.5418 | 39.4482 | 23.3468 | 16.8282 | 5.2548 | 3.8292 | 2.5369 | -4.3002 | -18.2145 | -28.2495 | -34.9501 | 55.4941 | 49.033 | 45.7189 | 43.3232 | 36.7399 | 19.662 | 3.6821 | -2.9541 | -16.3978 | -19.9101 | -23.3821 | -33.0158 | -45.9021 | -52.9756 | -51.8614 | 73.4941 | 67.033 | 63.7189 | 61.3232 | 54.7399 | 37.662 | 21.6821 | 15.0459 | 1.6022 | -1.9101 | -5.3821 | -15.0158 | -27.9021 | -34.9756 | -33.8614 | 356774 | 432942 | PENWORTHAM
| Radcliffe | 9.6366 | 6.6351 | 5.5704 | 4.5778 | 3.6669 | 2.741 | 1.8053 | 0.97944 | 0.17994 | -0.70225 | -1.469 | -6.1564 | -17.7845 | -26.9239 | -33.4496 | 16.6366 | 13.6351 | 12.5704 | 11.5778 | 10.6669 | 9.741 | 8.8053 | 7.9794 | 7.1799 | 6.2978 | 5.531 | 0.8436 | -10.7845 | -19.9239 | -26.4496 | 9.6366 | 7.8147 | 7.5616 | 7.0702 | 6.6059 | 6.1561 | 5.447 | 4.4573 | 3.3958 | 2.6601 | 1.9894 | 0.17198 | -2.1116 | -3.3838 | -4.0638 | 16.6366 | 14.8147 | 14.5616 | 14.0702 | 13.6059 | 13.1561 | 12.447 | 11.4573 | 10.3958 | 9.6601 | 8.9894 | 7.172 | 4.8884 | 3.6162 | 2.9362 | 9.6366 | 7.6896 | 6.8153 | 5.9106 | 5.1362 | 4.4316 | 3.7553 | 3.1248 | 2.417 | 1.5612 | 0.72649 | -1.9058 | -4.6954 | -6.1533 | -6.6603 | 16.6366 | 14.6896 | 13.8153 | 12.9106 | 12.1362 | 11.4316 | 10.7553 | 10.1248 | 9.417 | 8.5612 | 7.7265 | 5.0942 | 2.3046 | 0.84672 | 0.33966 | 9.6366 | 6.125 | 5.104 | 4.194 | 3.3878 | 2.6565 | 2.0066 | 1.5192 | 0.86392 | 0.034036 | -0.66592 | -5.3802 | -16.329 | -24.6978 | -30.7161 | 16.6366 | 13.125 | 12.104 | 11.194 | 10.3878 | 9.6565 | 9.0066 | 8.5192 | 7.8639 | 7.034 | 6.3341 | 1.6198 | -9.329 | -17.6978 | -23.7161 | 9.6366 | 5.923 | 4.9723 | 4.1333 | 2.9945 | 1.9835 | 1.4778 | 0.80063 | -1.4796 | -4.0459 | -6.5254 | -13.7412 | -23.8863 | -29.7815 | -28.6487 | 16.6366 | 12.923 | 11.9723 | 11.1333 | 9.9945 | 8.9835 | 8.4778 | 7.8006 | 5.5204 | 2.9541 | 0.47457 | -6.7412 | -16.8863 | -22.7815 | -21.6487 | 377524 | 406160 | KEARSLEY
| Red Bank | 47.3328 | 36.2033 | 31.6658 | 26.5678 | 21.5773 | 19.6447 | 17.5756 | 15.6058 | 13.6096 | 11.9805 | 10.4922 | 4.1259 | -11.19 | -23.2616 | -32.5771 | 65.3328 | 54.2033 | 49.6658 | 44.5678 | 39.5773 | 37.6447 | 35.5756 | 33.6058 | 31.6096 | 29.9805 | 28.4922 | 22.1259 | 6.81 | -5.2616 | -14.5771 | 47.3328 | 41.5158 | 39.0949 | 35.3029 | 31.6866 | 31.0955 | 30.0085 | 28.4435 | 26.507 | 25.481 | 24.4963 | 21.7275 | 17.9365 | 15.531 | 13.6701 | 65.3328 | 59.5158 | 57.0949 | 53.3029 | 49.6866 | 49.0955 | 48.0085 | 46.4435 | 44.507 | 43.481 | 42.4963 | 39.7275 | 35.9365 | 33.531 | 31.6701 | 47.3328 | 40.9373 | 37.0948 | 32.1467 | 26.8831 | 25.2093 | 23.5118 | 21.8124 | 19.9737 | 18.4928 | 17.0767 | 13.2729 | 7.9878 | 4.5295 | 2.388 | 65.3328 | 58.9373 | 55.0948 | 50.1467 | 44.8831 | 43.2093 | 41.5118 | 39.8124 | 37.9737 | 36.4928 | 35.0767 | 31.2729 | 25.9878 | 22.5295 | 20.388 | 47.3328 | 33.6984 | 28.9815 | 23.999 | 19.1562 | 17.3353 | 15.4808 | 13.7173 | 11.8298 | 10.3585 | 9.0293 | 3.3317 | -10.9192 | -21.8538 | -29.9393 | 65.3328 | 51.6984 | 46.9815 | 41.999 | 37.1562 | 35.3353 | 33.4808 | 31.7173 | 29.8298 | 28.3585 | 27.0293 | 21.3317 | 7.0808 | -3.8538 | -11.9393 | 47.3328 | 32.536 | 27.8115 | 22.9577 | 18.2939 | 16.6415 | 14.9534 | 13.2053 | 9.6049 | 6.0649 | 2.5992 | -7.0761 | -20.536 | -28.7372 | -28.8289 | 65.3328 | 50.536 | 45.8115 | 40.9577 | 36.2939 | 34.6415 | 32.9534 | 31.2053 | 27.6049 | 24.0649 | 20.5992 | 10.9239 | -2.536 | -10.7372 | -10.8289 | 384542 | 399276 | WHITEGATE
| Ribble | 112.7038 | 94.8444 | 88.2736 | 83.3997 | 76.3525 | 67.7739 | 59.5263 | 53.0542 | 49.4014 | 45.6652 | 42.095 | 23.9668 | -23.1441 | -60.6895 | -86.7887 | 148.7038 | 130.8444 | 124.2736 | 119.3997 | 112.3525 | 103.7739 | 95.5263 | 89.0542 | 85.4014 | 81.6652 | 78.095 | 59.9668 | 12.8559 | -24.6895 | -50.7887 | 112.7038 | 106.5813 | 106.1583 | 104.4828 | 103.3165 | 102.3771 | 100.4068 | 97.0551 | 92.9803 | 90.4819 | 87.998 | 81.3447 | 72.8459 | 68.2535 | 66.7301 | 148.7038 | 142.5813 | 142.1583 | 140.4828 | 139.3165 | 138.3771 | 136.4068 | 133.0551 | 128.9803 | 126.4819 | 123.998 | 117.3447 | 108.8459 | 104.2535 | 102.7301 | 112.7038 | 103.3878 | 98.7665 | 94.3068 | 87.865 | 80.2741 | 73.1485 | 67.5512 | 64.2785 | 60.6774 | 57.0754 | 47.5861 | 35.8323 | 29.3055 | 27.9254 | 148.7038 | 139.3878 | 134.7665 | 130.3068 | 123.865 | 116.2741 | 109.1485 | 103.5512 | 100.2785 | 96.6774 | 93.0754 | 83.5861 | 71.8323 | 65.3055 | 63.9254 | 112.7038 | 88.9978 | 81.7634 | 77.335 | 70.7672 | 62.8844 | 55.7129 | 50.5229 | 47.8595 | 44.6033 | 41.5093 | 24.315 | -20.7682 | -55.8399 | -78.1305 | 148.7038 | 124.9978 | 117.7634 | 113.335 | 106.7672 | 98.8844 | 91.7129 | 86.5229 | 83.8595 | 80.6033 | 77.5093 | 60.315 | 15.2318 | -19.8399 | -42.1305 | 112.7038 | 86.0425 | 78.3518 | 73.9541 | 67.4099 | 59.7199 | 52.709 | 46.5042 | 36.7434 | 26.0521 | 15.4053 | -14.6547 | -56.5143 | -80.9457 | -75.7712 | 148.7038 | 122.0425 | 114.3518 | 109.9541 | 103.4099 | 95.7199 | 88.709 | 82.5042 | 72.7434 | 62.0521 | 51.4053 | 21.3453 | -20.5143 | -44.9457 | -39.7712 | 351794 | 429241 | PENWORTHAM
| Risley | 4.5448 | 2.5308 | 2.0169 | 1.5797 | 1.2136 | 0.87923 | 0.53062 | 0.19772 | -0.1435 | -0.46158 | -0.74936 | -2.1839 | -6.15 | -9.549 | -12.2709 | 15.2448 | 13.2308 | 12.7169 | 12.2797 | 11.9136 | 11.5792 | 11.2306 | 10.8977 | 10.5565 | 10.2384 | 9.9506 | 8.5161 | 4.55 | 1.151 | -1.5709 | 4.5448 | 3.9697 | 4.0993 | 4.0953 | 4.1682 | 4.315 | 4.3174 | 4.1765 | 3.9359 | 3.8322 | 3.7383 | 3.4878 | 3.046 | 2.7463 | 2.6238 | 15.2448 | 14.6697 | 14.7993 | 14.7953 | 14.8682 | 15.015 | 15.0174 | 14.8765 | 14.6359 | 14.5322 | 14.4383 | 14.1878 | 13.746 | 13.4463 | 13.3238 | 4.5448 | 3.5333 | 3.1561 | 2.7526 | 2.4254 | 2.1501 | 1.8718 | 1.5948 | 1.2734 | 0.95837 | 0.66241 | -0.11403 | -1.1023 | -1.6191 | -1.7565 | 15.2448 | 14.2333 | 13.8561 | 13.4526 | 13.1254 | 12.8501 | 12.5718 | 12.2948 | 11.9734 | 11.6584 | 11.3624 | 10.586 | 9.5977 | 9.0809 | 8.9435 | 4.5448 | 1.784 | 1.2106 | 0.79103 | 0.43129 | 0.10893 | -0.22053 | -0.53165 | -0.87767 | -1.2183 | -1.5247 | -3.0116 | -6.8819 | -10.0178 | -12.3612 | 15.2448 | 12.484 | 11.9106 | 11.491 | 11.1313 | 10.8089 | 10.4795 | 10.1684 | 9.8223 | 9.4817 | 9.1753 | 7.6884 | 3.8181 | 0.6822 | -1.6612 | 4.5448 | 1.421 | 0.83082 | 0.43161 | 0.084277 | -0.28255 | -0.61466 | -0.98757 | -1.9193 | -2.8682 | -3.7893 | -6.3715 | -10.1399 | -12.5191 | -12.1988 | 15.2448 | 12.121 | 11.5308 | 11.1316 | 10.7843 | 10.4175 | 10.0853 | 9.7124 | 8.7807 | 7.8318 | 6.9107 | 4.3285 | 0.56009 | -1.8191 | -1.4988 | 365181 | 392989 | BOLD
| Rochdale Central | 48.166 | 46.3509 | 45.6344 | 44.6712 | 43.7939 | 42.9047 | 41.977 | 41.0843 | 40.0756 | 39.1803 | 38.3838 | 33.9903 | 21.2221 | 10.6926 | 3.2709 | 60.166 | 58.3509 | 57.6344 | 56.6712 | 55.7939 | 54.9047 | 53.977 | 53.0843 | 52.0756 | 51.1803 | 50.3838 | 45.9903 | 33.2221 | 22.6926 | 15.2709 | 48.166 | 46.7812 | 46.7804 | 46.3313 | 45.7293 | 45.115 | 44.2559 | 43.1239 | 41.8831 | 41.1957 | 40.5625 | 38.808 | 36.5173 | 35.083 | 34.2404 | 60.166 | 58.7812 | 58.7804 | 58.3313 | 57.7293 | 57.115 | 56.2559 | 55.1239 | 53.8831 | 53.1957 | 52.5625 | 50.808 | 48.5173 | 47.083 | 46.2404 | 48.166 | 46.8136 | 46.2023 | 45.3122 | 44.5388 | 43.8159 | 43.0827 | 42.3383 | 41.5042 | 40.7171 | 39.9158 | 37.776 | 35.0822 | 33.3502 | 32.604 | 60.166 | 58.8136 | 58.2023 | 57.3122 | 56.5388 | 55.8159 | 55.0827 | 54.3383 | 53.5042 | 52.7171 | 51.9158 | 49.776 | 47.0822 | 45.3502 | 44.604 | 48.166 | 46.14 | 45.442 | 44.493 | 43.6118 | 42.7486 | 41.8737 | 41.0023 | 39.9273 | 38.9791 | 38.1497 | 33.7155 | 22.1275 | 12.9236 | 6.1453 | 60.166 | 58.14 | 57.442 | 56.493 | 55.6118 | 54.7486 | 53.8737 | 53.0023 | 51.9273 | 50.9791 | 50.1497 | 45.7155 | 34.1275 | 24.9236 | 18.1453 | 48.166 | 46.1146 | 45.5161 | 44.6549 | 43.8626 | 43.1103 | 42.2219 | 41.0308 | 38.089 | 35.2118 | 32.4226 | 24.6335 | 13.8191 | 7.0895 | 8.2702 | 60.166 | 58.1146 | 57.5161 | 56.6549 | 55.8626 | 55.1103 | 54.2219 | 53.0308 | 50.089 | 47.2118 | 44.4226 | 36.6335 | 25.8191 | 19.0895 | 20.2702 | 389111 | 413393 | ROCHDALE
| Rossendale | 59.8886 | 56.9782 | 55.5387 | 53.8615 | 52.4176 | 51.0352 | 49.6376 | 45.4768 | 44.3805 | 43.1794 | 42.1213 | 35.7999 | 14.9834 | -2.1086 | -13.9937 | 77.8886 | 74.9782 | 73.5387 | 71.8615 | 70.4176 | 69.0352 | 67.6376 | 63.4768 | 62.3805 | 61.1794 | 60.1213 | 53.7999 | 32.9834 | 15.8914 | 4.0063 | 59.8886 | 57.5365 | 57.4078 | 56.6873 | 56.1394 | 55.7246 | 54.8096 | 53.3777 | 51.6526 | 50.7321 | 49.898 | 47.6183 | 44.7882 | 43.1948 | 42.3726 | 77.8886 | 75.5365 | 75.4078 | 74.6873 | 74.1394 | 73.7246 | 72.8096 | 71.3777 | 69.6526 | 68.7321 | 67.898 | 65.6183 | 62.7882 | 61.1948 | 60.3726 | 59.8886 | 57.8206 | 56.6106 | 55.0505 | 53.7632 | 52.6342 | 51.5342 | 47.6007 | 46.5805 | 45.3872 | 44.2868 | 41.1471 | 37.1884 | 34.9378 | 34.0715 | 77.8886 | 75.8206 | 74.6106 | 73.0505 | 71.7632 | 70.6342 | 69.5342 | 65.6007 | 64.5805 | 63.3872 | 62.2868 | 59.1471 | 55.1884 | 52.9378 | 52.0715 | 59.8886 | 56.831 | 55.5424 | 54.0468 | 52.8056 | 51.7074 | 50.7249 | 47.2578 | 46.5568 | 45.5969 | 44.7788 | 34.5219 | 14.1395 | -1.5465 | -11.7713 | 77.8886 | 74.831 | 73.5424 | 72.0468 | 70.8056 | 69.7074 | 68.7249 | 65.2578 | 64.5568 | 63.5969 | 62.7788 | 52.5219 | 32.1395 | 16.4535 | 6.2287 | 59.8886 | 56.8506 | 55.7413 | 54.4099 | 53.3143 | 49.5592 | 48.9031 | 47.9433 | 44.4901 | 40.2618 | 35.6527 | 21.6943 | 2.7604 | -7.9616 | -5.3039 | 77.8886 | 74.8506 | 73.7413 | 72.4099 | 71.3143 | 67.5592 | 66.9031 | 65.9433 | 62.4901 | 58.2618 | 53.6527 | 39.6943 | 20.7604 | 10.0384 | 12.6961 | 380261 | 422010 | PADIHAM
| Royton | 37.1226 | 34.4231 | 33.4915 | 32.4671 | 31.5263 | 30.5428 | 77.9348 | 77.0166 | 76.0971 | 75.1686 | 74.3535 | 69.0272 | 53.673 | 41.057 | 31.7186 | 103.5354 | 100.8359 | 99.9043 | 98.8799 | 97.9391 | 96.9556 | 95.9348 | 95.0166 | 94.0971 | 93.1686 | 92.3535 | 87.0272 | 71.673 | 59.057 | 49.7186 | 37.1226 | 34.9675 | 34.717 | 34.1792 | 33.6917 | 33.2288 | 80.924 | 79.939 | 78.8364 | 78.1432 | 77.5028 | 75.6469 | 73.0578 | 71.2809 | 70.0343 | 103.5354 | 101.3803 | 101.1298 | 100.592 | 100.1045 | 99.6416 | 98.924 | 97.939 | 96.8364 | 96.1432 | 95.5028 | 93.6469 | 91.0578 | 89.2809 | 88.0343 | 37.1226 | 35.0478 | 34.2717 | 33.3551 | 32.576 | 31.8656 | 79.5808 | 78.9107 | 78.1173 | 77.2418 | 76.4244 | 74.0766 | 70.9111 | 68.8215 | 67.7327 | 103.5354 | 101.4606 | 100.6845 | 99.7679 | 98.9888 | 98.2784 | 97.5808 | 96.9107 | 96.1173 | 95.2418 | 94.4244 | 92.0766 | 88.9111 | 86.8215 | 85.7327 | 37.1226 | 34.2026 | 33.341 | 32.4039 | 31.5619 | 30.7231 | 78.3261 | 77.6671 | 76.9453 | 76.1136 | 75.3859 | 70.0591 | 54.858 | 42.6266 | 34.2398 | 103.5354 | 100.6154 | 99.7538 | 98.8167 | 97.9747 | 97.1359 | 96.3261 | 95.6671 | 94.9453 | 94.1136 | 93.3859 | 88.0591 | 72.858 | 60.6266 | 52.2398 | 37.1226 | 34.178 | 33.4351 | 32.5788 | 31.7998 | 31.0598 | 78.7346 | 77.6958 | 74.5078 | 71.1147 | 67.7887 | 58.0467 | 43.8942 | 35.4204 | 36.4753 | 103.5354 | 100.5908 | 99.8479 | 98.9916 | 98.2126 | 97.4726 | 96.7346 | 95.6958 | 92.5078 | 89.1147 | 85.7887 | 76.0467 | 61.8942 | 53.4204 | 54.4753 | 392426 | 407533 | WHITEGATE
| Sale | 30.2964 | 23.6613 | 21.8553 | 19.8153 | 17.8435 | 15.781 | 13.6636 | 11.7249 | 10.2912 | 8.8356 | 7.5647 | 0.4669 | -19.488 | -35.1763 | -46.6739 | 42.2964 | 35.6613 | 33.8553 | 31.8153 | 29.8435 | 27.781 | 25.6636 | 23.7249 | 22.2912 | 20.8356 | 19.5647 | 12.4669 | -7.488 | -23.1763 | -34.6739 | 30.2964 | 26.8705 | 26.3761 | 25.449 | 24.5113 | 23.548 | 22.216 | 20.4847 | 18.7614 | 17.6786 | 16.6543 | 13.9395 | 10.3964 | 8.2987 | 7.0787 | 42.2964 | 38.8705 | 38.3761 | 37.449 | 36.5113 | 35.548 | 34.216 | 32.4847 | 30.7614 | 29.6786 | 28.6543 | 25.9395 | 22.3964 | 20.2987 | 19.0787 | 30.2964 | 26.6795 | 25.3749 | 23.5591 | 21.9311 | 20.3938 | 18.8912 | 17.4452 | 16.3535 | 15.092 | 13.8896 | 10.6726 | 6.5225 | 4.1505 | 3.3413 | 42.2964 | 38.6795 | 37.3749 | 35.5591 | 33.9311 | 32.3938 | 30.8912 | 29.4452 | 28.3535 | 27.092 | 25.8896 | 22.6726 | 18.5225 | 16.1505 | 15.3413 | 30.2964 | 22.2427 | 20.4195 | 18.4861 | 16.6531 | 14.8517 | 13.118 | 11.6493 | 10.5907 | 9.3579 | 8.3195 | 1.6109 | -17.6452 | -32.6505 | -43.224 | 42.2964 | 34.2427 | 32.4195 | 30.4861 | 28.6531 | 26.8517 | 25.118 | 23.6493 | 22.5907 | 21.3579 | 20.3195 | 13.6109 | -5.6452 | -20.6505 | -31.224 | 30.2964 | 21.6759 | 19.9646 | 18.1738 | 16.4828 | 14.869 | 13.2977 | 11.5611 | 7.4195 | 2.9142 | -1.5122 | -14.1398 | -32.0603 | -42.5465 | -40.6716 | 42.2964 | 33.6759 | 31.9646 | 30.1738 | 28.4828 | 26.869 | 25.2977 | 23.5611 | 19.4195 | 14.9142 | 10.4878 | -2.1398 | -20.0603 | -30.5465 | -28.6716 | 378726 | 392892 | CARRINGTON
| Skelmersdale | 59.9362 | 56.3491 | 54.8691 | 53.2462 | 51.5361 | 50.0561 | 48.5239 | 47.1427 | 45.7364 | 44.4084 | 43.2529 | 36.8138 | 19.2267 | 5.0518 | -6.223 | 77.9362 | 74.3491 | 72.8691 | 71.2462 | 69.5361 | 68.0561 | 66.5239 | 65.1427 | 63.7364 | 62.4084 | 61.2529 | 54.8138 | 37.2267 | 23.0518 | 11.777 | 59.9362 | 57.8163 | 57.9785 | 57.5607 | 57.3069 | 57.2028 | 56.6432 | 55.6105 | 54.2731 | 53.5225 | 52.8359 | 50.5792 | 47.2661 | 44.92 | 43.3877 | 77.9362 | 75.8163 | 75.9785 | 75.5607 | 75.3069 | 75.2028 | 74.6432 | 73.6105 | 72.2731 | 71.5225 | 70.8359 | 68.5792 | 65.2661 | 62.92 | 61.3877 | 59.9362 | 57.5303 | 56.3883 | 54.9956 | 53.6043 | 52.6272 | 51.6758 | 50.7666 | 49.5529 | 48.2809 | 47.0851 | 43.6629 | 39.3462 | 36.7507 | 35.6313 | 77.9362 | 75.5303 | 74.3883 | 72.9956 | 71.6043 | 70.6272 | 69.6758 | 68.7666 | 67.5529 | 66.2809 | 65.0851 | 61.6629 | 57.3462 | 54.7507 | 53.6313 | 59.9362 | 55.6888 | 54.2775 | 52.8212 | 51.2966 | 50.0182 | 48.7849 | 47.7598 | 46.5952 | 45.0512 | 43.6761 | 37.1972 | 19.467 | 5.8616 | -3.2508 | 77.9362 | 73.6888 | 72.2775 | 70.8212 | 69.2966 | 68.0182 | 66.7849 | 65.7598 | 64.5952 | 63.0512 | 61.6761 | 55.1972 | 37.467 | 23.8616 | 14.7492 | 59.9362 | 55.3977 | 54.0273 | 52.6044 | 51.0864 | 49.8973 | 48.7261 | 47.4375 | 43.6676 | 39.6332 | 35.6708 | 24.0092 | 6.9843 | -2.3879 | -0.74472 | 77.9362 | 73.3977 | 72.0273 | 70.6044 | 69.0864 | 67.8973 | 66.7261 | 65.4375 | 61.6676 | 57.6332 | 53.6708 | 42.0092 | 24.9843 | 15.6121 | 17.2553 | 347172 | 407455 | WASHWAY FARM
| Spadeadam 11/33kV | 6.7904 | 6.7713 | 6.6519 | 6.4871 | 6.3359 | 6.1886 | 6.0412 | 5.9006 | 5.7653 | 5.5973 | 5.3912 | 4.8057 | 4.1221 | 3.897 | 3.8402 | 8.5404 | 8.5213 | 8.4019 | 8.2371 | 8.0859 | 7.9386 | 7.7912 | 7.6506 | 7.5153 | 7.3473 | 7.1412 | 6.5557 | 5.8721 | 5.647 | 5.5902 | 6.7904 | 6.7527 | 6.7651 | 6.7162 | 6.6817 | 6.6623 | 6.5349 | 6.3211 | 6.0577 | 6.0004 | 5.9202 | 5.7304 | 5.513 | 5.3338 | 5.1988 | 8.5404 | 8.5027 | 8.5151 | 8.4662 | 8.4317 | 8.4123 | 8.2849 | 8.0711 | 7.8077 | 7.7504 | 7.6702 | 7.4804 | 7.263 | 7.0838 | 6.9488 | 6.7904 | 6.7841 | 6.6809 | 6.5464 | 6.4362 | 6.345 | 6.255 | 6.1574 | 6.0214 | 5.8656 | 5.6549 | 5.0977 | 4.4882 | 4.193 | 4.2282 | 8.5404 | 8.5341 | 8.4309 | 8.2964 | 8.1862 | 8.095 | 8.005 | 7.9074 | 7.7714 | 7.6156 | 7.4049 | 6.8477 | 6.2382 | 5.943 | 5.9782 | 6.7904 | 6.7819 | 6.6759 | 6.5223 | 6.3832 | 6.2558 | 6.1347 | 5.9173 | 5.563 | 5.2857 | 5.0304 | 4.3295 | 3.5926 | 3.4009 | 3.3794 | 8.5404 | 8.5319 | 8.4259 | 8.2723 | 8.1332 | 8.0058 | 7.8847 | 7.6673 | 7.313 | 7.0357 | 6.7804 | 6.0795 | 5.3426 | 5.1509 | 5.1294 | 6.7904 | 6.7957 | 6.7005 | 6.5452 | 6.4114 | 6.3027 | 6.2013 | 5.9255 | 5.5472 | 5.2382 | 4.949 | 4.1934 | 3.5057 | 3.3737 | 3.4736 | 8.5404 | 8.5457 | 8.4505 | 8.2952 | 8.1614 | 8.0527 | 7.9513 | 7.6755 | 7.2972 | 6.9882 | 6.699 | 5.9434 | 5.2557 | 5.1237 | 5.2236 | 361282 | 570359 | HARKER
| Spadeadam 132/11kV* | 26.4575 | 26.0261 | 25.8093 | 25.6109 | 25.4827 | 25.4014 | 25.3268 | 25.2596 | 25.2011 | 25.1516 | 25.1082 | 25.0118 | 24.9505 | 25.0291 | 25.224 | 33.4575 | 33.0261 | 32.8093 | 32.6109 | 32.4827 | 32.4014 | 32.3268 | 32.2596 | 32.2011 | 32.1516 | 32.1082 | 32.0118 | 31.9505 | 32.0291 | 32.224 | 26.4575 | 26.7287 | 26.9925 | 27.1121 | 27.3231 | 27.6152 | 27.8148 | 27.9286 | 27.9647 | 28.0124 | 28.0614 | 28.2187 | 28.4994 | 28.8159 | 29.1779 | 33.4575 | 33.7287 | 33.9925 | 34.1121 | 34.3231 | 34.6152 | 34.8148 | 34.9286 | 34.9647 | 35.0124 | 35.0614 | 35.2187 | 35.4994 | 35.8159 | 36.1779 | 26.4575 | 26.6882 | 26.5977 | 26.402 | 26.2782 | 26.2036 | 26.1359 | 26.0739 | 26.0155 | 25.9658 | 25.9219 | 25.8339 | 25.8049 | 25.898 | 26.1197 | 33.4575 | 33.6882 | 33.5977 | 33.402 | 33.2782 | 33.2036 | 33.1359 | 33.0739 | 33.0155 | 32.9658 | 32.9219 | 32.8339 | 32.8049 | 32.898 | 33.1197 | 26.4575 | 25.7247 | 25.4759 | 25.3095 | 25.2138 | 25.1655 | 25.1224 | 25.0879 | 25.0634 | 25.0502 | 25.0439 | 25.0623 | 25.203 | 25.4889 | 25.8899 | 33.4575 | 32.7247 | 32.4759 | 32.3095 | 32.2138 | 32.1655 | 32.1224 | 32.0879 | 32.0634 | 32.0502 | 32.0439 | 32.0623 | 32.203 | 32.4889 | 32.8899 | 26.4575 | 25.561 | 25.282 | 25.1152 | 25.0197 | 24.9731 | 24.9318 | 24.8982 | 24.8669 | 24.8452 | 24.83 | 24.8331 | 24.9802 | 25.2783 | 25.7106 | 33.4575 | 32.561 | 32.282 | 32.1152 | 32.0197 | 31.9731 | 31.9318 | 31.8982 | 31.8669 | 31.8452 | 31.83 | 31.8331 | 31.9802 | 32.2783 | 32.7106 | 361282 | 570359 | HARKER
| Stainburn & Siddick | 54.68 | 50.7544 | 47.5563 | 43.6341 | 40.136 | 36.5279 | 32.8176 | 29.5745 | 26.2891 | 23.2873 | 17.7576 | 0.94177 | -30.367 | -52.5988 | -68.8083 | 98.78 | 94.8544 | 91.6563 | 87.7341 | 84.236 | 80.6279 | 76.9176 | 73.6745 | 70.3891 | 67.3873 | 61.8576 | 45.0418 | 13.733 | -8.4988 | -24.7083 | 54.68 | 52.32 | 52.7729 | 51.9386 | 51.5973 | 51.5644 | 50.5566 | 48.5685 | 45.963 | 44.5085 | 43.1768 | 38.9293 | 32.5833 | 28.8265 | 27.0686 | 98.78 | 96.42 | 96.8729 | 96.0386 | 95.6973 | 95.6644 | 94.6566 | 92.6685 | 90.063 | 88.6085 | 87.2768 | 83.0293 | 76.6833 | 72.9265 | 71.1686 | 54.68 | 52.3559 | 49.8139 | 46.5572 | 43.9852 | 41.7167 | 39.5349 | 37.5171 | 34.6175 | 31.6074 | 25.8028 | 13.9256 | 4.5508 | -0.45341 | 0.058384 | 98.78 | 96.4559 | 93.9139 | 90.6572 | 88.0852 | 85.8167 | 83.6349 | 81.6171 | 78.7175 | 75.7074 | 69.9028 | 58.0256 | 48.6508 | 43.6466 | 44.1584 | 54.68 | 50.3725 | 47.4389 | 43.8833 | 40.7724 | 37.682 | 34.7617 | 32.4353 | 28.6734 | 26.1138 | 21.2857 | 2.9886 | -27.1193 | -46.349 | -59.5896 | 98.78 | 94.4725 | 91.5389 | 87.9833 | 84.8724 | 81.782 | 78.8617 | 76.5353 | 72.7734 | 70.2138 | 65.3857 | 47.0886 | 16.9807 | -2.249 | -15.4896 | 54.68 | 50.17 | 47.2451 | 43.6681 | 36.9195 | 33.0432 | 29.6792 | 27.5865 | 21.1018 | 12.5788 | 5.7179 | -14.722 | -40.4483 | -53.4682 | -49.0143 | 98.78 | 94.27 | 91.3451 | 87.7681 | 81.0195 | 77.1432 | 73.7792 | 71.6865 | 65.2018 | 56.6788 | 49.8179 | 29.378 | 3.6517 | -9.3682 | -4.9143 | 302535 | 529330 | HARKER
| Stretford | 40.3891 | 39.6821 | 38.1582 | 35.7172 | 34.1596 | 32.5584 | 30.8181 | 29.1746 | 27.8002 | 26.4892 | 25.2496 | 14.688 | -7.5497 | -22.9838 | -33.284 | 71.8891 | 71.1821 | 69.6582 | 67.2172 | 65.6596 | 64.0584 | 62.3181 | 60.6746 | 59.3002 | 57.9892 | 56.7496 | 46.188 | 23.9503 | 8.5162 | -1.784 | 40.3891 | 41.7168 | 41.6484 | 40.9674 | 40.2763 | 39.5634 | 38.3969 | 37.0106 | 35.7931 | 35.0881 | 34.3985 | 32.3288 | 29.2373 | 26.7855 | 24.8204 | 71.8891 | 73.2168 | 73.1484 | 72.4674 | 71.7763 | 71.0634 | 69.8969 | 68.5106 | 67.2931 | 66.5881 | 65.8985 | 63.8288 | 60.7373 | 58.2855 | 56.3204 | 40.3891 | 41.497 | 40.2857 | 37.9834 | 36.6029 | 35.2699 | 33.7166 | 32.2962 | 31.0395 | 29.8 | 28.5953 | 20.3956 | 10.3025 | 5.7222 | 4.6247 | 71.8891 | 72.997 | 71.7857 | 69.4834 | 68.1029 | 66.7699 | 65.2166 | 63.7962 | 62.5395 | 61.3 | 60.0953 | 51.8956 | 41.8025 | 37.2222 | 36.1247 | 40.3891 | 38.7911 | 37.1003 | 34.5214 | 29.0705 | 23.7632 | 21.9515 | 20.3535 | 18.9032 | 17.4417 | 16.0454 | -2.7108 | -22.5491 | -35.937 | -43.7984 | 71.8891 | 70.2911 | 68.6003 | 66.0214 | 60.5705 | 55.2632 | 53.4515 | 51.8535 | 50.4032 | 48.9417 | 47.5454 | 28.7892 | 8.9509 | -4.437 | -12.2984 | 40.3891 | 38.3612 | 31.7182 | 24.1106 | 13.6444 | 3.4078 | -3.7597 | -12.1757 | -26.7992 | -38.628 | -41.6028 | -51.8946 | -67.6513 | -77.1197 | -75.3121 | 71.8891 | 69.8612 | 63.2182 | 55.6106 | 45.1444 | 34.9078 | 27.7403 | 19.3243 | 4.7008 | -7.128 | -10.1028 | -20.3946 | -36.1513 | -45.6197 | -43.8121 | 380069 | 395104 | SOUTH MANCHESTER
| Stuart St | 121.3551 | 108.5669 | 95.4726 | 78.4592 | 59.7712 | 41.1587 | 37.3291 | 33.5339 | 30.7612 | 29.1748 | 27.494 | 21.2838 | -0.90122 | -18.1623 | -31.6166 | 49.3551 | 36.5669 | 23.4726 | 6.4592 | -12.2288 | -30.8413 | -34.6709 | -38.4661 | -41.2388 | -42.8252 | -44.506 | -50.7162 | -72.9012 | -90.1623 | -103.6166 | 121.3551 | 117.7511 | 110.7014 | 101.2657 | 91.6216 | 82.1948 | 80.7645 | 78.6888 | 76.577 | 75.6822 | 74.8128 | 71.1953 | 65.9142 | 62.461 | 59.6586 | 49.3551 | 45.7511 | 38.7014 | 29.2657 | 19.6216 | 10.1948 | 8.7645 | 6.6888 | 4.577 | 3.6822 | 2.8128 | -0.80467 | -6.0858 | -9.539 | -12.3414 | 121.3551 | 114.4486 | 102.3673 | 85.4563 | 66.8838 | 48.4479 | 44.8217 | 41.1889 | 38.4669 | 36.8811 | 35.165 | 31.0865 | 24.9198 | 20.3121 | 17.3541 | 49.3551 | 42.4486 | 30.3673 | 13.4563 | -5.1162 | -23.5521 | -27.1783 | -30.8111 | -33.5331 | -35.1189 | -36.835 | -40.9135 | -47.0802 | -51.6879 | -54.6459 | 121.3551 | 105.2372 | 91.714 | 74.8011 | 56.1831 | 37.6597 | 33.9387 | 30.288 | 28.4502 | 26.841 | 25.3315 | 19.6466 | 0.072913 | -16.5399 | -28.284 | 49.3551 | 33.2372 | 19.714 | 2.8011 | -15.8169 | -34.3403 | -38.0613 | -41.712 | -43.5498 | -45.159 | -46.6685 | -52.3534 | -71.9271 | -88.5399 | -100.284 | 121.3551 | 103.6496 | 90.0945 | 73.3896 | 54.9662 | 36.6516 | 33.1266 | 29.5257 | 26.2612 | 23.0012 | 19.4207 | 5.7259 | -14.0538 | -26.422 | -26.8537 | 49.3551 | 31.6496 | 18.0945 | 1.3896 | -17.0338 | -35.3484 | -38.8734 | -42.4743 | -45.7388 | -48.9988 | -52.5793 | -66.2741 | -86.0538 | -98.422 | -98.8537 | 387247 | 398875 | STALYBRIDGE
| Thornton | 25.6769 | 20.7516 | 18.7314 | 16.8541 | 14.9425 | 12.9419 | 10.8338 | 8.9706 | 7.0709 | 5.316 | 3.7805 | -3.3155 | -21.3497 | -33.2418 | -42.8036 | 40.6769 | 35.7516 | 33.7314 | 31.8541 | 29.9425 | 27.9419 | 25.8338 | 23.9706 | 22.0709 | 20.316 | 18.7805 | 11.6845 | -6.3497 | -18.2418 | -27.8036 | 25.6769 | 22.6605 | 22.0875 | 21.126 | 20.1296 | 19.175 | 17.8454 | 16.0905 | 14.0278 | 12.9057 | 11.837 | 8.5945 | 3.871 | 0.94531 | -1.035 | 40.6769 | 37.6605 | 37.0875 | 36.126 | 35.1296 | 34.175 | 32.8454 | 31.0905 | 29.0278 | 27.9057 | 26.837 | 23.5945 | 18.871 | 15.9453 | 13.965 | 25.6769 | 22.5209 | 21.0438 | 19.4831 | 18.0325 | 16.6978 | 15.357 | 14.1085 | 12.4662 | 10.7446 | 9.0836 | 4.4884 | -2.5199 | -5.5498 | -6.4703 | 40.6769 | 37.5209 | 36.0438 | 34.4831 | 33.0325 | 31.6978 | 30.357 | 29.1085 | 27.4662 | 25.7446 | 24.0836 | 19.4884 | 12.4801 | 9.4502 | 8.5297 | 25.6769 | 19.996 | 17.9602 | 16.2059 | 14.442 | 12.6865 | 10.9558 | 9.5456 | -0.4446 | -1.9138 | -3.1529 | -11.0221 | -28.0515 | -39.1483 | -47.8396 | 40.6769 | 34.996 | 32.9602 | 31.2059 | 29.442 | 27.6865 | 25.9558 | 24.5456 | 14.5554 | 13.0862 | 11.8471 | 3.9779 | -13.0515 | -24.1483 | -32.8396 | 25.6769 | 19.6898 | 17.6703 | 15.9966 | 14.3638 | 12.852 | 11.3943 | 10.0768 | 6.5867 | 1.4279 | -8.1176 | -20.1155 | -34.116 | -42.0429 | -41.4932 | 40.6769 | 34.6898 | 32.6703 | 30.9966 | 29.3638 | 27.852 | 26.3943 | 25.0768 | 21.5867 | 16.4279 | 6.8824 | -5.1155 | -19.116 | -27.0429 | -26.4932 | 334559 | 443368 | STANAH
| Trimpell | 20.5302 | 19.8079 | 19.5758 | 19.4512 | 19.3609 | 19.2866 | 19.2138 | 19.1211 | 19.0261 | 18.9187 | 18.8015 | 18.3264 | 17.2026 | 16.0928 | 15.0052 | 20.5152 | 19.7929 | 19.5608 | 19.4362 | 19.3459 | 19.2716 | 19.1988 | 19.1061 | 19.0111 | 18.9037 | 18.7865 | 18.3114 | 17.1876 | 16.0778 | 14.9902 | 20.5302 | 20.4708 | 20.5088 | 20.5069 | 20.5426 | 20.6125 | 20.6381 | 20.6203 | 20.5621 | 20.5254 | 20.481 | 20.3028 | 19.931 | 19.5106 | 19.1429 | 20.5152 | 20.4558 | 20.4938 | 20.4919 | 20.5276 | 20.5975 | 20.6231 | 20.6053 | 20.5471 | 20.5104 | 20.466 | 20.2878 | 19.916 | 19.4956 | 19.1279 | 20.5302 | 20.3336 | 20.2014 | 20.0763 | 19.9795 | 19.9022 | 19.8273 | 19.7558 | 19.6773 | 19.5781 | 19.4694 | 19.1227 | 18.5865 | 18.0589 | 17.6357 | 20.5152 | 20.3186 | 20.1864 | 20.0613 | 19.9645 | 19.8872 | 19.8123 | 19.7408 | 19.6623 | 19.5631 | 19.4544 | 19.1077 | 18.5715 | 18.0439 | 17.6207 | 20.5302 | 19.4836 | 19.1998 | 19.0851 | 18.9932 | 18.8919 | 18.7806 | 18.6597 | 18.511 | 18.326 | 18.112 | 17.2506 | 15.6736 | 14.6369 | 14.1711 | 20.5152 | 19.4686 | 19.1848 | 19.0701 | 18.9782 | 18.8769 | 18.7656 | 18.6447 | 18.496 | 18.311 | 18.097 | 17.2356 | 15.6586 | 14.6219 | 14.1561 | 20.5302 | 19.3129 | 18.9939 | 18.8655 | 18.7293 | 18.5824 | 18.4095 | 18.1907 | 17.8992 | 17.5802 | 17.2458 | 16.1971 | 14.7118 | 14.024 | 13.9895 | 20.5152 | 19.2979 | 18.9789 | 18.8505 | 18.7143 | 18.5674 | 18.3945 | 18.1757 | 17.8842 | 17.5652 | 17.2308 | 16.1821 | 14.6968 | 14.009 | 13.9745 | 341861 | 458979 | HEYSHAM
| Ulverston | 64.4949 | 59.9427 | 58.095 | 56.2869 | 54.4445 | 52.3975 | 50.2608 | 48.3833 | 46.4889 | 44.7779 | 43.3405 | 34.2598 | 14.069 | -2.2759 | -11.901 | 82.4949 | 77.9427 | 76.095 | 74.2869 | 72.4445 | 70.3975 | 68.2608 | 66.3833 | 64.4889 | 62.7779 | 61.3405 | 52.2598 | 32.069 | 15.7241 | 6.099 | 64.4949 | 61.4365 | 61.0615 | 60.3761 | 59.6783 | 58.962 | 57.8895 | 56.434 | 54.8226 | 53.9326 | 53.1304 | 50.4492 | 45.9771 | 42.7756 | 40.821 | 82.4949 | 79.4365 | 79.0615 | 78.3761 | 77.6783 | 76.962 | 75.8895 | 74.434 | 72.8226 | 71.9326 | 71.1304 | 68.4492 | 63.9771 | 60.7756 | 58.821 | 64.4949 | 61.2357 | 59.8586 | 58.5305 | 57.3585 | 56.2547 | 55.1662 | 54.1151 | 52.4662 | 50.7588 | 49.1568 | 43.2307 | 36.4075 | 30.1294 | 30.2734 | 82.4949 | 79.2357 | 77.8586 | 76.5305 | 75.3585 | 74.2547 | 73.1662 | 72.1151 | 70.4662 | 68.7588 | 67.1568 | 61.2307 | 54.4075 | 48.1294 | 48.2734 | 64.4949 | 59.3672 | 57.5215 | 55.8173 | 54.1094 | 52.2994 | 50.5092 | 49.0569 | 47.5209 | 45.9264 | 44.7495 | 31.4119 | 12.8464 | 0.71854 | -8.1278 | 82.4949 | 77.3672 | 75.5215 | 73.8173 | 72.1094 | 70.2994 | 68.5092 | 67.0569 | 65.5209 | 63.9264 | 62.7495 | 49.4119 | 30.8464 | 18.7185 | 9.8722 | 64.4949 | 59.197 | 57.4108 | 55.7236 | 54.0524 | 52.5235 | 50.2254 | 47.3108 | 39.7991 | 35.2535 | 30.301 | 17.431 | 1.9779 | -6.141 | -3.9193 | 82.4949 | 77.197 | 75.4108 | 73.7236 | 72.0524 | 70.5235 | 68.2254 | 65.3108 | 57.7991 | 53.2535 | 48.301 | 35.431 | 19.9779 | 11.859 | 14.0807 | 327495 | 477808 | HARKER
| Vernon Park | 51.7426 | 41.9914 | 39.0024 | 36.0835 | 33.2699 | 30.2969 | 24.6125 | 21.8418 | 19.0759 | 14.6197 | 12.845 | -4.2666 | -37.0226 | -64.2476 | -82.6528 | 69.7426 | 59.9914 | 57.0024 | 54.0835 | 51.2699 | 48.2969 | 42.6125 | 39.8418 | 37.0759 | 32.6197 | 30.845 | 13.7334 | -19.0226 | -46.2476 | -64.6528 | 51.7426 | 45.2965 | 43.9031 | 41.8885 | 39.8727 | 37.8015 | 35.1733 | 31.9281 | 28.4376 | 26.1464 | 24.6026 | 20.185 | 14.0931 | 10.0116 | 7.1906 | 69.7426 | 63.2965 | 61.9031 | 59.8885 | 57.8727 | 55.8015 | 53.1733 | 49.9281 | 46.4376 | 44.1464 | 42.6026 | 38.185 | 32.0931 | 28.0116 | 25.1906 | 51.7426 | 45.0716 | 42.6525 | 40.0213 | 37.6438 | 35.3656 | 30.4905 | 28.3614 | 25.9706 | 21.7043 | 19.963 | 9.1344 | 2.0043 | -3.7943 | -5.4294 | 69.7426 | 63.0716 | 60.6525 | 58.0213 | 55.6438 | 53.3656 | 48.4905 | 46.3614 | 43.9706 | 39.7043 | 37.963 | 27.1344 | 20.0043 | 14.2057 | 12.5706 | 51.7426 | 40.4441 | 37.4683 | 34.7206 | 32.1126 | 29.4808 | 22.496 | 20.4604 | 18.1812 | 14.2071 | 12.7751 | -4.312 | -35.8257 | -60.3452 | -77.0568 | 69.7426 | 58.4441 | 55.4683 | 52.7206 | 50.1126 | 47.4808 | 40.496 | 38.4604 | 36.1812 | 32.2071 | 30.7751 | 13.688 | -17.8257 | -42.3452 | -59.0568 | 51.7426 | 39.9107 | 37.1861 | 34.6776 | 27.7514 | 25.7363 | 21.1601 | 18.6961 | 8.6904 | -1.1775 | -7.9268 | -28.3987 | -57.5776 | -74.5943 | -71.3368 | 69.7426 | 57.9107 | 55.1861 | 52.6776 | 45.7514 | 43.7363 | 39.1601 | 36.6961 | 26.6904 | 16.8225 | 10.0732 | -10.3987 | -39.5776 | -56.5943 | -53.3368 | 391131 | 390929 | BREDBURY
| West Didsbury | 25.5188 | 17.3089 | 14.4541 | 10.9091 | 7.5339 | 3.9817 | 0.26514 | -3.1255 | -6.1066 | -8.9908 | -11.3812 | -24.2373 | -59.0598 | -86.239 | -105.4775 | 63.5188 | 55.3089 | 52.4541 | 48.9091 | 45.5339 | 41.9817 | 38.2651 | 34.8745 | 31.8934 | 29.0092 | 26.6188 | 13.7627 | -21.0598 | -48.239 | -67.4775 | 25.5188 | 19.3635 | 18.6546 | 16.9861 | 15.376 | 13.7219 | 11.3579 | 8.2382 | 4.9834 | 3.0708 | 1.3333 | -3.3041 | -9.0636 | -11.8787 | -13.2518 | 63.5188 | 57.3635 | 56.6546 | 54.9861 | 53.376 | 51.7219 | 49.3579 | 46.2382 | 42.9834 | 41.0708 | 39.3333 | 34.6959 | 28.9364 | 26.1213 | 24.7482 | 25.5188 | 19.1875 | 16.8647 | 13.8253 | 11.2132 | 8.7548 | 6.3132 | 3.9521 | 1.7606 | -0.65374 | -2.9504 | -9.2897 | -16.9494 | -20.5726 | -21.4308 | 63.5188 | 57.1875 | 54.8647 | 51.8253 | 49.2132 | 46.7548 | 44.3132 | 41.9521 | 39.7606 | 37.3463 | 35.0496 | 28.7103 | 21.0506 | 17.4274 | 16.5692 | 25.5188 | 16.3517 | 13.5939 | 10.1694 | 6.9471 | 3.7749 | 0.67401 | -1.953 | -4.5766 | -7.4 | -9.6776 | -22.1927 | -54.673 | -79.08 | -97.1558 | 63.5188 | 54.3517 | 51.5939 | 48.1694 | 44.9471 | 41.7749 | 38.674 | 36.047 | 33.4234 | 30.6 | 28.3224 | 15.8073 | -16.673 | -41.08 | -59.1558 | 25.5188 | 16.1506 | 13.7467 | 10.6518 | 7.7794 | 5.0244 | 2.3073 | -0.58362 | -8.2594 | -16.4604 | -24.3754 | -46.8068 | -78.2799 | -96.084 | -91.2946 | 63.5188 | 54.1506 | 51.7467 | 48.6518 | 45.7794 | 43.0244 | 40.3073 | 37.4164 | 29.7406 | 21.5396 | 13.6246 | -8.8068 | -40.2799 | -58.084 | -53.2946 | 382900 | 393269 | SOUTH MANCHESTER
| Westhoughton | 61.2744 | 55.206 | 53.3512 | 51.5604 | 47.6844 | 43.7222 | 41.9596 | 40.3736 | 38.8013 | 37.12 | 35.5681 | 27.169 | 4.7348 | -13.1127 | -26.7034 | 79.2744 | 73.206 | 71.3512 | 69.5604 | 65.6844 | 61.7222 | 59.9596 | 58.3736 | 56.8013 | 55.12 | 53.5681 | 45.169 | 22.7348 | 4.8873 | -8.7034 | 61.2744 | 57.966 | 57.7078 | 56.9113 | 53.9565 | 51.0554 | 49.9036 | 48.233 | 46.3315 | 45.0167 | 43.7483 | 40.1492 | 35.2602 | 32.0038 | 29.8245 | 79.2744 | 75.966 | 75.7078 | 74.9113 | 71.9565 | 69.0554 | 67.9036 | 66.233 | 64.3315 | 63.0167 | 61.7483 | 58.1492 | 53.2602 | 50.0038 | 47.8245 | 61.2744 | 57.6091 | 56.1719 | 54.4773 | 50.7955 | 47.2332 | 45.9491 | 44.7464 | 43.3358 | 41.7032 | 39.9393 | 34.8363 | 28.2733 | 24.194 | 22.0637 | 79.2744 | 75.6091 | 74.1719 | 72.4773 | 68.7955 | 65.2332 | 63.9491 | 62.7464 | 61.3358 | 59.7032 | 57.9393 | 52.8363 | 46.2733 | 42.194 | 40.0637 | 61.2744 | 53.9531 | 52.1333 | 50.5063 | 46.5958 | 42.5928 | 40.8843 | 39.5375 | 38.0531 | 35.967 | 33.9795 | 24.4464 | 2.671 | -13.5229 | -24.9591 | 79.2744 | 71.9531 | 70.1333 | 68.5063 | 64.5958 | 60.5928 | 58.8843 | 57.5375 | 56.0531 | 53.967 | 51.9795 | 42.4464 | 20.671 | 4.4771 | -6.9591 | 61.2744 | 53.4043 | 51.6621 | 50.1327 | 46.2629 | 42.3472 | 40.6335 | 38.7315 | 34.1066 | 28.993 | 23.9559 | 9.2873 | -11.6063 | -23.5378 | -22.0848 | 79.2744 | 71.4043 | 69.6621 | 68.1327 | 64.2629 | 60.3472 | 58.6335 | 56.7315 | 52.1066 | 46.993 | 41.9559 | 27.2873 | 6.3937 | -5.5378 | -4.0848 | 365831 | 407025 | KEARSLEY
| Wigan | 17.5716 | 10.3287 | 7.7375 | 5.347 | 1.8503 | -1.7553 | 23.3345 | 20.5905 | 18.2456 | 16.6596 | 15.2467 | 6.6663 | -17.5278 | -37.036 | -51.159 | 80.5716 | 73.3287 | 70.7375 | 68.347 | 64.8503 | 61.2447 | 58.3345 | 55.5905 | 53.2456 | 51.6596 | 50.2467 | 41.6663 | 17.4722 | -2.036 | -16.159 | 17.5716 | 12.9549 | 11.8144 | 10.3543 | 8.2745 | 6.1322 | 32.0019 | 29.4597 | 26.9799 | 25.6539 | 24.4221 | 20.9519 | 16.3701 | 13.5881 | 11.761 | 80.5716 | 75.9549 | 74.8144 | 73.3543 | 71.2745 | 69.1322 | 67.0019 | 64.4597 | 61.9799 | 60.6539 | 59.4221 | 55.9519 | 51.3701 | 48.5881 | 46.761 | 17.5716 | 12.6521 | 10.4938 | 8.2868 | 5.0501 | 1.8658 | 27.459 | 25.0911 | 22.9391 | 21.4204 | 19.981 | 15.9777 | 10.7822 | 7.7178 | 6.2908 | 80.5716 | 75.6521 | 73.4938 | 71.2868 | 68.0501 | 64.8658 | 62.459 | 60.0911 | 57.9391 | 56.4204 | 54.981 | 50.9777 | 45.7822 | 42.7178 | 41.2908 | 17.5716 | 9.0702 | 6.4552 | 4.1641 | 0.78847 | -2.5895 | 22.8464 | 20.5408 | 18.5121 | 17.1154 | 15.9149 | 7.5192 | -16.2215 | -35.1538 | -48.1836 | 80.5716 | 72.0702 | 69.4552 | 67.1641 | 63.7885 | 60.4105 | 57.8464 | 55.5408 | 53.5121 | 52.1154 | 50.9149 | 42.5192 | 18.7785 | -0.15383 | -13.1836 | 17.5716 | 8.6215 | 6.1775 | 4.0763 | 0.84773 | -2.3173 | 23.2924 | 20.4875 | 14.6545 | 9.2579 | 3.9876 | -11.3192 | -33.3862 | -46.5727 | -44.8721 | 80.5716 | 71.6215 | 69.1775 | 67.0763 | 63.8477 | 60.6827 | 58.2924 | 55.4875 | 49.6545 | 44.2579 | 38.9876 | 23.6808 | 1.6138 | -11.5727 | -9.8721 | 358343 | 404626 | KIRKBY
| Wrightington | 30.072 | 18.3577 | 13.9377 | 10.046 | 6.2681 | 2.2687 | -1.8568 | -5.5145 | -9.1783 | -12.8213 | -16.1591 | -31.7015 | -68.28 | -95.333 | -117.1256 | 48.072 | 36.3577 | 31.9377 | 28.046 | 24.2681 | 20.2687 | 16.1432 | 12.4855 | 8.8217 | 5.1787 | 1.8409 | -13.7015 | -50.28 | -77.333 | -99.1256 | 30.072 | 23.2665 | 22.1645 | 20.1983 | 18.2873 | 16.4069 | 13.7391 | 10.219 | 6.3855 | 3.7078 | 1.0479 | -6.7012 | -17.3465 | -24.3446 | -29.1238 | 48.072 | 41.2665 | 40.1645 | 38.1983 | 36.2873 | 34.4069 | 31.7391 | 28.219 | 24.3855 | 21.7078 | 19.0479 | 11.2988 | 0.65349 | -6.3446 | -11.1238 | 30.072 | 22.1623 | 18.8139 | 15.4192 | 12.3798 | 9.5204 | 6.719 | 4.071 | 0.73563 | -3.018 | -6.6183 | -16.7017 | -29.2413 | -36.5401 | -39.5055 | 48.072 | 40.1623 | 36.8139 | 33.4192 | 30.3798 | 27.5204 | 24.719 | 22.071 | 18.7356 | 14.982 | 11.3817 | 1.2983 | -11.2413 | -18.5401 | -21.5055 | 30.072 | 16.075 | 11.5111 | 7.8769 | 4.3914 | 0.85324 | -2.5762 | -5.3617 | -8.359 | -11.7224 | -14.715 | -30.326 | -66.4709 | -92.3975 | -111.4957 | 48.072 | 34.075 | 29.5111 | 25.8769 | 22.3914 | 18.8532 | 15.4238 | 12.6383 | 9.641 | 6.2776 | 3.285 | -12.326 | -48.4709 | -74.3975 | -93.4957 | 30.072 | 15.0548 | 10.4317 | 6.9037 | 3.5294 | 0.31476 | -2.7866 | -5.9025 | -13.4835 | -21.9097 | -30.2153 | -54.51 | -87.004 | -104.9965 | -103.9677 | 48.072 | 33.0548 | 28.4317 | 24.9037 | 21.5294 | 18.3148 | 15.2134 | 12.0975 | 4.5165 | -3.9097 | -12.2153 | -36.51 | -69.004 | -86.9965 | -85.9677 | 354460 | 413610 | PENWORTHAM

## Gen Primary Headroom
Click the scenario name to move directly to the associated results | Best View
| Steady Progression |  |  |  | 5
System Transformation
Consumer Transformation
Leading the Way
[5 empty] | Best View | [59 empty] | Steady Progression | [59 empty] | System Transformation | [59 empty] | Consumer Transformation | [59 empty] | Leading The Way
Primary Substation Headroom |  |  |  |  | 2023 |  |  |  | 2024 |  |  |  | 2025 |  |  |  | 2026 |  |  |  | 2027 |  |  |  | 2028 |  |  |  | 2029 |  |  |  | 2030 |  |  |  | 2031 |  |  |  | 2032 |  |  |  | 2033 |  |  |  | 2036 |  |  |  | 2041 |  |  |  | 2046 |  |  |  | 2051 |  |  |  | 2023 |  |  |  | 2024 |  |  |  | 2025 |  |  |  | 2026 |  |  |  | 2027 |  |  |  | 2028 |  |  |  | 2029 |  |  |  | 2030 |  |  |  | 2031 |  |  |  | 2032 |  |  |  | 2036 |  |  |  | 2033 |  |  |  | 2041 |  |  |  | 2046 |  |  |  | 2051 |  |  |  | 2023 |  |  |  | 2024 |  |  |  | 2025 |  |  |  | 2026 |  |  |  | 2027 |  |  |  | 2028 |  |  |  | 2029 |  |  |  | 2030 |  |  |  | 2031 |  |  |  | 2032 |  |  |  | 2036 |  |  |  | 2033 |  |  |  | 2041 |  |  |  | 2046 |  |  |  | 2051 |  |  |  | 2023 |  |  |  | 2024 |  |  |  | 2025 |  |  |  | 2026 |  |  |  | 2027 |  |  |  | 2028 |  |  |  | 2029 |  |  |  | 2030 |  |  |  | 2031 |  |  |  | 2032 |  |  |  | 2036 |  |  |  | 2033 |  |  |  | 2041 |  |  |  | 2046 |  |  |  | 2051 |  |  |  | 2023 |  |  |  | 2024 |  |  |  | 2025 |  |  |  | 2026 |  |  |  | 2027 |  |  |  | 2028 |  |  |  | 2029 |  |  |  | 2030 |  |  |  | 2031 |  |  |  | 2032 |  |  |  | 2036 |  |  |  | 2033 |  |  |  | 2041 |  |  |  | 2046 |  |  |  | 2051
Primary Substation | BSP Group | GSP Group | Primary Substation Location |  | Generation Headroom - N-0 -(MW) |  |  | Battery Headroom (MW) | Generation Headroom - N-0 -(MW) |  |  | Battery Headroom (MW) | Generation Headroom - N-0 -(MW) |  |  | Battery Headroom (MW) | Generation Headroom - N-0 -(MW) |  |  | Battery Headroom (MW) | Generation Headroom - N-0 -(MW) |  |  | Battery Headroom (MW) | Generation Headroom - N-0 -(MW) |  |  | Battery Headroom (MW) | Generation Headroom - N-0 -(MW) |  |  | Battery Headroom (MW) | Generation Headroom - N-0 -(MW) |  |  | Battery Headroom (MW) | Generation Headroom - N-0 -(MW) |  |  | Battery Headroom (MW) | Generation Headroom - N-0 -(MW) |  |  | Battery Headroom (MW) | Generation Headroom - N-0 -(MW) |  |  | Battery Headroom (MW) | Generation Headroom - N-0 -(MW) |  |  | Battery Headroom (MW) | Generation Headroom - N-0 -(MW) |  |  | Battery Headroom (MW) | Generation Headroom - N-0 -(MW) |  |  | Battery Headroom (MW) | Generation Headroom - N-0 -(MW) |  |  | Battery Headroom (MW) | Generation Headroom - N-0 -(MW) |  |  | Battery Headroom (MW) | Generation Headroom - N-0 -(MW) |  |  | Battery Headroom (MW) | Generation Headroom - N-0 -(MW) |  |  | Battery Headroom (MW) | Generation Headroom - N-0 -(MW) |  |  | Battery Headroom (MW) | Generation Headroom - N-0 -(MW) |  |  | Battery Headroom (MW) | Generation Headroom - N-0 -(MW) |  |  | Battery Headroom (MW) | Generation Headroom - N-0 -(MW) |  |  | Battery Headroom (MW) | Generation Headroom - N-0 -(MW) |  |  | Battery Headroom (MW) | Generation Headroom - N-0 -(MW) |  |  | Battery Headroom (MW) | Generation Headroom - N-0 -(MW) |  |  | Battery Headroom (MW) | Generation Headroom - N-0 -(MW) |  |  | Battery Headroom (MW) | Generation Headroom - N-0 -(MW) |  |  | Battery Headroom (MW) | Generation Headroom - N-0 -(MW) |  |  | Battery Headroom (MW) | Generation Headroom - N-0 -(MW) |  |  | Battery Headroom (MW) | Generation Headroom - N-0 -(MW) |  |  | Battery Headroom (MW) | Generation Headroom - N-0 -(MW) |  |  | Battery Headroom (MW) | Generation Headroom - N-0 -(MW) |  |  | Battery Headroom (MW) | Generation Headroom - N-0 -(MW) |  |  | Battery Headroom (MW) | Generation Headroom - N-0 -(MW) |  |  | Battery Headroom (MW) | Generation Headroom - N-0 -(MW) |  |  | Battery Headroom (MW) | Generation Headroom - N-0 -(MW) |  |  | Battery Headroom (MW) | Generation Headroom - N-0 -(MW) |  |  | Battery Headroom (MW) | Generation Headroom - N-0 -(MW) |  |  | Battery Headroom (MW) | Generation Headroom - N-0 -(MW) |  |  | Battery Headroom (MW) | Generation Headroom - N-0 -(MW) |  |  | Battery Headroom (MW) | Generation Headroom - N-0 -(MW) |  |  | Battery Headroom (MW) | Generation Headroom - N-0 -(MW) |  |  | Battery Headroom (MW) | Generation Headroom - N-0 -(MW) |  |  | Battery Headroom (MW) | Generation Headroom - N-0 -(MW) |  |  | Battery Headroom (MW) | Generation Headroom - N-0 -(MW) |  |  | Battery Headroom (MW) | Generation Headroom - N-0 -(MW) |  |  | Battery Headroom (MW) | Generation Headroom - N-0 -(MW) |  |  | Battery Headroom (MW) | Generation Headroom - N-0 -(MW) |  |  | Battery Headroom (MW) | Generation Headroom - N-0 -(MW) |  |  | Battery Headroom (MW) | Generation Headroom - N-0 -(MW) |  |  | Battery Headroom (MW) | Generation Headroom - N-0 -(MW) |  |  | Battery Headroom (MW) | Generation Headroom - N-0 -(MW) |  |  | Battery Headroom (MW) | Generation Headroom - N-0 -(MW) |  |  | Battery Headroom (MW) | Generation Headroom - N-0 -(MW) |  |  | Battery Headroom (MW) | Generation Headroom - N-0 -(MW) |  |  | Battery Headroom (MW) | Generation Headroom - N-0 -(MW) |  |  | Battery Headroom (MW) | Generation Headroom - N-0 -(MW) |  |  | Battery Headroom (MW) | Generation Headroom - N-0 -(MW) |  |  | Battery Headroom (MW) | Generation Headroom - N-0 -(MW) |  |  | Battery Headroom (MW) | Generation Headroom - N-0 -(MW) |  |  | Battery Headroom (MW) | Generation Headroom - N-0 -(MW) |  |  | Battery Headroom (MW) | Generation Headroom - N-0 -(MW) |  |  | Battery Headroom (MW) | Generation Headroom - N-0 -(MW) |  |  | Battery Headroom (MW) | Generation Headroom - N-0 -(MW) |  |  | Battery Headroom (MW) | Generation Headroom - N-0 -(MW) |  |  | Battery Headroom (MW) | Generation Headroom - N-0 -(MW) |  |  | Battery Headroom (MW) | Generation Headroom - N-0 -(MW) |  |  | Battery Headroom (MW) | Generation Headroom - N-0 -(MW) |  |  | Battery Headroom (MW) | Generation Headroom - N-0 -(MW) |  |  | Battery Headroom (MW) | Generation Headroom - N-0 -(MW) |  |  | Battery Headroom (MW) | Generation Headroom - N-0 -(MW) |  |  | Battery Headroom (MW) | Generation Headroom - N-0 -(MW) |  |  | Battery Headroom (MW) | Generation Headroom - N-0 -(MW) |  |  | Battery Headroom (MW) | Generation Headroom - N-0 -(MW) |  |  | Battery Headroom (MW) | Generation Headroom - N-0 -(MW) |  |  | Battery Headroom (MW)
|  |  | Easting | Northing | Inverter Based | Synchronous - LV | Synchronous - HV |  | Inverter Based | Synchronous - LV | Synchronous - HV |  | Inverter Based | Synchronous - LV | Synchronous - HV |  | Inverter Based | Synchronous - LV | Synchronous - HV |  | Inverter Based | Synchronous - LV | Synchronous - HV |  | Inverter Based | Synchronous - LV | Synchronous - HV |  | Inverter Based | Synchronous - LV | Synchronous - HV |  | Inverter Based | Synchronous - LV | Synchronous - HV |  | Inverter Based | Synchronous - LV | Synchronous - HV |  | Inverter Based | Synchronous - LV | Synchronous - HV |  | Inverter Based | Synchronous - LV | Synchronous - HV |  | Inverter Based | Synchronous - LV | Synchronous - HV |  | Inverter Based | Synchronous - LV | Synchronous - HV |  | Inverter Based | Synchronous - LV | Synchronous - HV |  | Inverter Based | Synchronous - LV | Synchronous - HV |  | Inverter Based | Synchronous - LV | Synchronous - HV |  | Inverter Based | Synchronous - LV | Synchronous - HV |  | Inverter Based | Synchronous - LV | Synchronous - HV |  | Inverter Based | Synchronous - LV | Synchronous - HV |  | Inverter Based | Synchronous - LV | Synchronous - HV |  | Inverter Based | Synchronous - LV | Synchronous - HV |  | Inverter Based | Synchronous - LV | Synchronous - HV |  | Inverter Based | Synchronous - LV | Synchronous - HV |  | Inverter Based | Synchronous - LV | Synchronous - HV |  | Inverter Based | Synchronous - LV | Synchronous - HV |  | Inverter Based | Synchronous - LV | Synchronous - HV |  | Inverter Based | Synchronous - LV | Synchronous - HV |  | Inverter Based | Synchronous - LV | Synchronous - HV |  | Inverter Based | Synchronous - LV | Synchronous - HV |  | Inverter Based | Synchronous - LV | Synchronous - HV |  | Inverter Based | Synchronous - LV | Synchronous - HV |  | Inverter Based | Synchronous - LV | Synchronous - HV |  | Inverter Based | Synchronous - LV | Synchronous - HV |  | Inverter Based | Synchronous - LV | Synchronous - HV |  | Inverter Based | Synchronous - LV | Synchronous - HV |  | Inverter Based | Synchronous - LV | Synchronous - HV |  | Inverter Based | Synchronous - LV | Synchronous - HV |  | Inverter Based | Synchronous - LV | Synchronous - HV |  | Inverter Based | Synchronous - LV | Synchronous - HV |  | Inverter Based | Synchronous - LV | Synchronous - HV |  | Inverter Based | Synchronous - LV | Synchronous - HV |  | Inverter Based | Synchronous - LV | Synchronous - HV |  | Inverter Based | Synchronous - LV | Synchronous - HV |  | Inverter Based | Synchronous - LV | Synchronous - HV |  | Inverter Based | Synchronous - LV | Synchronous - HV |  | Inverter Based | Synchronous - LV | Synchronous - HV |  | Inverter Based | Synchronous - LV | Synchronous - HV |  | Inverter Based | Synchronous - LV | Synchronous - HV |  | Inverter Based | Synchronous - LV | Synchronous - HV |  | Inverter Based | Synchronous - LV | Synchronous - HV |  | Inverter Based | Synchronous - LV | Synchronous - HV |  | Inverter Based | Synchronous - LV | Synchronous - HV |  | Inverter Based | Synchronous - LV | Synchronous - HV |  | Inverter Based | Synchronous - LV | Synchronous - HV |  | Inverter Based | Synchronous - LV | Synchronous - HV |  | Inverter Based | Synchronous - LV | Synchronous - HV |  | Inverter Based | Synchronous - LV | Synchronous - HV |  | Inverter Based | Synchronous - LV | Synchronous - HV |  | Inverter Based | Synchronous - LV | Synchronous - HV |  | Inverter Based | Synchronous - LV | Synchronous - HV |  | Inverter Based | Synchronous - LV | Synchronous - HV |  | Inverter Based | Synchronous - LV | Synchronous - HV |  | Inverter Based | Synchronous - LV | Synchronous - HV |  | Inverter Based | Synchronous - LV | Synchronous - HV |  | Inverter Based | Synchronous - LV | Synchronous - HV |  | Inverter Based | Synchronous - LV | Synchronous - HV |  | Inverter Based | Synchronous - LV | Synchronous - HV |  | Inverter Based | Synchronous - LV | Synchronous - HV |  | Inverter Based | Synchronous - LV | Synchronous - HV |  | Inverter Based | Synchronous - LV | Synchronous - HV |  | Inverter Based | Synchronous - LV | Synchronous - HV |  | Inverter Based | Synchronous - LV | Synchronous - HV |  | Inverter Based | Synchronous - LV | Synchronous - HV |  | Inverter Based | Synchronous - LV | Synchronous - HV |  | Inverter Based | Synchronous - LV | Synchronous - HV
ALBION ST | LOWER DARWEN | ROCHDALE | 367434 | 426087 | 30.8768 | 15.143 | 11.0466 | 15.861 | 31.0372 | 14.5867 | 10.6408 | 13.2628 | 31.1161 | 14.7039 | 10.7263 | 12.3584 | 31.2316 | 14.6483 | 10.6857 | 12.1677 | 31.3487 | 14.5117 | 10.5861 | 11.7265 | 31.4765 | 14.4082 | 10.5106 | 11.4171 | 31.6206 | 14.2908 | 10.425 | 11.1681 | 31.7812 | 14.1679 | 10.3353 | 10.8093 | 31.9629 | 14.0802 | 10.2713 | 10.4634 | 32.0938 | 13.985 | 10.2019 | 10.1177 | 32.5283 | 13.3349 | 9.7276 | 7.9446 | 32.2168 | 13.8555 | 10.1074 | 9.896 | 33.6887 | 12.9342 | 9.4353 | 1.5442 | 33.8501 | 13.7993 | 10.0664 | -3.0943 | 33.9269 | 14.3587 | 10.4745 | -6.1145 | 30.8693 | 15.143 | 11.0466 | 15.861 | 31.0381 | 14.861 | 10.8409 | 14.9711 | 31.0367 | 15.07 | 10.9933 | 14.6536 | 31.0696 | 15.0765 | 10.9981 | 14.6267 | 31.0954 | 15.0264 | 10.9616 | 14.3205 | 31.1184 | 14.9532 | 10.9082 | 14.1643 | 31.1672 | 14.8658 | 10.8444 | 13.9806 | 31.2439 | 14.7935 | 10.7917 | 13.5434 | 31.3377 | 14.7205 | 10.7384 | 13.0894 | 31.3824 | 14.6681 | 10.7002 | 12.7966 | 31.5434 | 14.5175 | 10.5903 | 11.9175 | 31.4243 | 14.6346 | 10.6758 | 12.599 | 31.7063 | 14.5043 | 10.5807 | 11.0701 | 31.81 | 16.2528 | 11.8562 | 10.5647 | 31.8761 | 17.166 | 12.5224 | 10.3715 | 30.8768 | 15.143 | 11.0466 | 15.861 | 31.0373 | 14.8865 | 10.8595 | 14.8502 | 31.1162 | 14.9249 | 10.8875 | 14.3105 | 31.2317 | 14.9027 | 10.8713 | 14.1386 | 31.349 | 14.7929 | 10.7912 | 13.7553 | 31.4769 | 14.651 | 10.6877 | 13.526 | 31.6211 | 14.5953 | 10.647 | 13.3724 | 31.7815 | 14.521 | 10.5929 | 13.0829 | 31.9632 | 14.3934 | 10.4998 | 12.7735 | 32.094 | 14.3048 | 10.4351 | 12.4346 | 32.5261 | 13.9733 | 10.1933 | 11.3748 | 32.2165 | 14.1534 | 10.3247 | 12.194 | 33.6774 | 14.2591 | 10.4018 | 9.5291 | 33.8344 | 15.8271 | 11.5456 | 8.9276 | 33.9022 | 16.9023 | 12.33 | 8.7896 | 30.88 | 15.143 | 11.0466 | 15.861 | 31.0419 | 14.462 | 10.5499 | 12.5182 | 31.1328 | 14.4826 | 10.5649 | 11.4968 | 31.2724 | 14.4466 | 10.5386 | 11.3494 | 31.4278 | 14.1854 | 10.3481 | 10.9435 | 31.5996 | 14.0872 | 10.2764 | 10.7121 | 31.7901 | 13.9874 | 10.2036 | 10.5817 | 31.9916 | 13.7129 | 10.0034 | 10.3478 | 32.2212 | 13.5954 | 9.9177 | 10.1124 | 32.3686 | 13.6261 | 9.94 | 9.8417 | 33.5203 | 13.0021 | 9.4848 | 7.3106 | 32.5013 | 13.5897 | 9.9135 | 9.7063 | 34.4494 | 12.1268 | 8.8463 | 1.7032 | 34.8054 | 13.0158 | 9.4948 | -2.7131 | 34.9849 | 13.6243 | 9.9388 | -5.5488 | 30.88 | 15.143 | 11.0466 | 15.861 | 31.0267 | 14.3996 | 10.5043 | 12.1837 | 31.1002 | 14.4269 | 10.5242 | 11.1351 | 31.3497 | 14.4769 | 10.5607 | 10.9003 | 31.4885 | 14.4476 | 10.5394 | 10.5518 | 31.6433 | 14.4365 | 10.5312 | 10.3796 | 31.8183 | 14.4163 | 10.5165 | 10.287 | 32.108 | 14.3236 | 10.4488 | 9.8065 | 32.8796 | 14.0694 | 10.2635 | 8.11 | 33.0784 | 13.7932 | 10.062 | 6.8669 | 33.9632 | 14.1798 | 10.344 | 2.1143 | 33.484 | 13.6654 | 9.9687 | 5.5209 | 34.5052 | 12.862 | 9.3827 | -2.7176 | 34.7521 | 14.1611 | 10.3303 | -5.7476 | 34.7508 | 13.9917 | 10.2068 | -5.058
ALDERLEY & CHELFORD | MOSS NOOK | SOUTH MANCHESTER | 385044 | 379026 | 26.9631 | 4.4393 | 3.1906 | 18.1187 | 25.1389 | 4.1389 | 2.9747 | 16.414 | 23.7788 | 3.915 | 2.8138 | 15.7872 | 21.3815 | 3.5203 | 2.5301 | 15.1773 | 19.6756 | 3.2394 | 2.3283 | 14.6163 | 17.5852 | 2.8953 | 2.0809 | 13.9788 | 15.3899 | 2.5338 | 1.8211 | 13.4651 | 11.2307 | 1.8491 | 1.329 | 10.5895 | 9.2229 | 1.5185 | 1.0914 | 9.2229 | 6.4279 | 1.0583 | 0.76062 | 6.4279 | 4.5224 | 0.74458 | 0.53515 | 4.5224 | 6.1099 | 1.0059 | 0.72299 | 6.1099 | 1.4434 | 0.23765 | 0.1708 | 1.4434 | 16.3125 | 2.6857 | 1.9303 | -1.7924 | 25.3794 | 4.1785 | 3.0032 | -4.227 | 26.9631 | 4.4393 | 3.1906 | 18.1187 | 26.2023 | 4.314 | 3.1006 | 17.413 | 26.2087 | 4.3151 | 3.1013 | 17.3839 | 25.8146 | 4.2502 | 3.0547 | 17.1253 | 25.3499 | 4.1737 | 2.9997 | 16.8959 | 24.584 | 4.0476 | 2.9091 | 16.6267 | 24.3554 | 4.0099 | 2.882 | 16.3053 | 23.7958 | 3.9178 | 2.8158 | 15.8086 | 23.0336 | 3.7923 | 2.7256 | 15.216 | 22.4394 | 3.6945 | 2.6553 | 14.7971 | 20.5235 | 3.379 | 2.4286 | 13.4416 | 21.9094 | 3.6072 | 2.5926 | 14.4752 | 19.927 | 3.2808 | 2.358 | 12.1658 | 27.4726 | 4.5232 | 3.2509 | 11.4286 | 33.499 | 5.5153 | 3.964 | 10.9885 | 26.9631 | 4.4393 | 3.1906 | 18.1187 | 26.0511 | 4.2891 | 3.0827 | 17.35 | 24.7413 | 4.0735 | 2.9277 | 16.8772 | 22.1846 | 3.6525 | 2.6251 | 16.3162 | 20.5576 | 3.3847 | 2.4326 | 15.8297 | 18.756 | 3.088 | 2.2194 | 15.3108 | 16.7122 | 2.7515 | 1.9776 | 14.9221 | 12.6452 | 2.0819 | 1.4963 | 12.1417 | 10.5659 | 1.7396 | 1.2503 | 10.5659 | 7.5757 | 1.2473 | 0.89645 | 7.5757 | 6.7621 | 1.1133 | 0.80017 | 6.7621 | 8.119 | 1.3367 | 0.96073 | 8.119 | 8.0892 | 1.3318 | 0.95721 | 6.8507 | 26.4412 | 4.3533 | 3.1288 | 5.9831 | 37.3356 | 6.147 | 4.418 | 5.6153 | 26.9631 | 4.4393 | 3.1906 | 18.1187 | 24.55 | 4.042 | 2.905 | 16.0051 | 22.9846 | 3.7842 | 2.7198 | 15.3889 | 20.2734 | 3.3379 | 2.399 | 14.8225 | 17.7688 | 2.9255 | 2.1026 | 14.3174 | 15.2724 | 2.5145 | 1.8072 | 13.7823 | 12.473 | 2.0536 | 1.476 | 12.473 | 6.9686 | 1.1473 | 0.8246 | 6.9686 | 8.0257 | 1.3214 | 0.9497 | 8.0257 | 7.2882 | 1.1999 | 0.86242 | 7.2882 | 1.9175 | 0.31571 | 0.22691 | 1.9175 | 5.2926 | 0.87138 | 0.62628 | 5.2926 | 2.6844 | 0.44197 | 0.31765 | 1.7688 | 13.2135 | 2.1755 | 1.5636 | -1.2201 | 21.0362 | 3.4634 | 2.4892 | -3.3289 | 26.9631 | 4.4393 | 3.1906 | 18.1187 | 24.4251 | 4.0214 | 2.8903 | 15.8158 | 22.6708 | 3.7326 | 2.6827 | 15.2153 | 19.3233 | 3.1814 | 2.2866 | 14.6813 | 16.6188 | 2.7362 | 1.9665 | 14.217 | 12.9565 | 2.1332 | 1.5332 | 12.9565 | 11.1893 | 1.8422 | 1.3241 | 11.1893 | 8.6328 | 1.4213 | 1.0215 | 8.6328 | 6.8046 | 1.1203 | 0.8052 | 6.8046 | 3.3434 | 0.55046 | 0.39563 | 3.3434 | 10.3329 | 1.7012 | 1.2227 | 2.849 | 3.445 | 0.56719 | 0.40765 | 3.445 | 7.2597 | 1.1953 | 0.85905 | -0.88911 | 22.5942 | 3.72 | 2.6736 | -2.9764 | 20.7665 | 3.419 | 2.4573 | -2.6872
ALSTON | PENRITH & SHAP | HARKER / HUTTON | 372125 | 546499 | 2.9394 | 2.9394 | 2.9394 | 1.5026 | 2.9623 | 2.9623 | 2.9623 | 1.4529 | 2.9817 | 2.9817 | 2.9817 | 1.3721 | 3.0055 | 3.0055 | 3.0055 | 1.31 | 3.0331 | 3.0331 | 3.0331 | 1.2291 | 3.0659 | 3.0659 | 3.0659 | 1.1286 | 3.1039 | 3.1039 | 3.1039 | 1.0447 | 3.1367 | 3.1367 | 3.1367 | 0.92593 | 3.1769 | 3.1769 | 3.1769 | 0.84165 | 3.2077 | 3.2077 | 3.2077 | 0.75713 | 3.3214 | 3.3214 | 3.3214 | 0.33417 | 3.2375 | 3.2375 | 3.2375 | 0.68545 | 3.4272 | 3.4272 | 3.4272 | -0.56043 | 3.4852 | 3.4852 | 3.4852 | -1.186 | 3.4972 | 3.4972 | 3.4972 | -1.6271 | 2.9364 | 2.9364 | 2.9364 | 1.5026 | 2.9633 | 2.9633 | 2.9633 | 1.4456 | 2.9738 | 2.9738 | 2.9738 | 1.4115 | 2.9885 | 2.9885 | 2.9885 | 1.3871 | 3.005 | 3.005 | 3.005 | 1.3417 | 3.0239 | 3.0239 | 3.0239 | 1.2928 | 3.0481 | 3.0481 | 3.0481 | 1.1891 | 3.079 | 3.079 | 3.079 | 1.0696 | 3.1141 | 3.1141 | 3.1141 | 0.88577 | 3.129 | 3.129 | 3.129 | 0.87479 | 3.1858 | 3.1858 | 3.1858 | 0.80518 | 3.1411 | 3.1411 | 3.1411 | 0.8591 | 3.2588 | 3.2588 | 3.2588 | 0.7626 | 3.3058 | 3.3058 | 3.3058 | 0.50405 | 3.3337 | 3.3337 | 3.3337 | 0.33985 | 2.9394 | 2.9394 | 2.9394 | 1.5026 | 2.9634 | 2.9634 | 2.9634 | 1.4648 | 2.9828 | 2.9828 | 2.9828 | 1.3926 | 3.0067 | 3.0067 | 3.0067 | 1.3454 | 3.0343 | 3.0343 | 3.0343 | 1.3031 | 3.0669 | 3.0669 | 3.0669 | 1.2365 | 3.1034 | 3.1034 | 3.1034 | 1.1804 | 3.1357 | 3.1357 | 3.1357 | 1.1178 | 3.1753 | 3.1753 | 3.1753 | 1.0527 | 3.2054 | 3.2054 | 3.2054 | 0.97778 | 3.3171 | 3.3171 | 3.3171 | 0.67791 | 3.2347 | 3.2347 | 3.2347 | 0.90894 | 3.4142 | 3.4142 | 3.4142 | 0.40684 | 3.4539 | 3.4539 | 3.4539 | 0.23439 | 3.462 | 3.462 | 3.462 | 0.24623 | 2.9401 | 2.9401 | 2.9401 | 1.5026 | 2.9657 | 2.9657 | 2.9657 | 1.4563 | 2.9882 | 2.9882 | 2.9882 | 1.3784 | 3.0185 | 3.0185 | 3.0185 | 1.3165 | 3.0569 | 3.0569 | 3.0569 | 1.2351 | 3.1028 | 3.1028 | 3.1028 | 1.1368 | 3.1505 | 3.1505 | 3.1505 | 1.0568 | 3.1927 | 3.1927 | 3.1927 | 0.94452 | 3.2447 | 3.2447 | 3.2447 | 0.86122 | 3.2834 | 3.2834 | 3.2834 | 0.77619 | 3.4329 | 3.4329 | 3.4329 | 0.36209 | 3.3198 | 3.3198 | 3.3198 | 0.70545 | 3.5905 | 3.5905 | 3.5905 | -0.55506 | 3.6791 | 3.6791 | 3.6791 | -1.1504 | 3.7235 | 3.7235 | 3.7235 | -1.5624 | 2.9401 | 2.9401 | 2.9401 | 1.5026 | 2.9632 | 2.9632 | 2.9632 | 1.4655 | 2.9833 | 2.9833 | 2.9833 | 1.3951 | 3.0117 | 3.0117 | 3.0117 | 1.3362 | 3.049 | 3.049 | 3.049 | 1.2419 | 3.0904 | 3.0904 | 3.0904 | 1.1538 | 3.1354 | 3.1354 | 3.1354 | 1.0859 | 3.1774 | 3.1774 | 3.1774 | 0.97559 | 3.2338 | 3.2338 | 3.2338 | 0.78803 | 3.2792 | 3.2792 | 3.2792 | 0.58355 | 3.4355 | 3.4355 | 3.4355 | -0.29846 | 3.3221 | 3.3221 | 3.3221 | 0.36296 | 3.5776 | 3.5776 | 3.5776 | -1.1145 | 3.6533 | 3.6533 | 3.6533 | -1.5176 | 3.6777 | 3.6777 | 3.6777 | -1.4164
AMBLESIDE | KENDAL (PARKSIDE RD) | HARKER / HUTTON | 337602 | 503506 | 29.3052 | 25.4727 | 18.3078 | 17.9531 | 29.3632 | 25.3683 | 18.2327 | 17.5121 | 29.4393 | 25.2778 | 18.1676 | 17.1791 | 29.5426 | 25.1735 | 18.0927 | 16.9006 | 29.6274 | 25.0359 | 17.9938 | 16.4942 | 29.7127 | 24.8959 | 17.8932 | 16.0945 | 29.8076 | 24.803 | 17.8264 | 15.9117 | 29.91 | 24.6727 | 17.7328 | 15.5203 | 30.0261 | 24.5609 | 17.6524 | 15.1955 | 30.1082 | 24.456 | 17.577 | 14.9239 | 30.3991 | 23.9774 | 17.2331 | 13.5297 | 30.1864 | 24.3775 | 17.5206 | 14.7502 | 30.6657 | 23.1631 | 16.6478 | 10.3991 | 30.7998 | 22.5337 | 16.1954 | 8.0432 | 30.8484 | 21.874 | 15.7213 | 6.3032 | 29.2988 | 25.4727 | 18.3078 | 17.9531 | 29.3861 | 25.3959 | 18.2525 | 17.6062 | 29.4094 | 25.3693 | 18.2334 | 17.515 | 29.4449 | 25.3352 | 18.2089 | 17.4405 | 29.4718 | 25.2708 | 18.1626 | 17.244 | 29.493 | 25.2144 | 18.1221 | 17.0817 | 29.5409 | 25.1829 | 18.0995 | 17.0516 | 29.6172 | 25.0948 | 18.0361 | 16.7222 | 29.7163 | 25.0029 | 17.9701 | 16.3659 | 29.7402 | 24.9682 | 17.9451 | 16.2795 | 29.8367 | 24.8123 | 17.8331 | 15.8353 | 29.7631 | 24.9369 | 17.9226 | 16.2032 | 29.9419 | 24.5825 | 17.6679 | 15.1653 | 29.9993 | 24.4032 | 17.539 | 14.6246 | 30.0214 | 24.2761 | 17.4477 | 14.3254 | 29.3052 | 25.4727 | 18.3078 | 17.9531 | 29.3641 | 25.3943 | 18.2514 | 17.622 | 29.4403 | 25.3158 | 18.195 | 17.3459 | 29.5434 | 25.226 | 18.1304 | 17.1403 | 29.6284 | 25.1097 | 18.0469 | 16.834 | 29.7138 | 24.9992 | 17.9674 | 16.5718 | 29.8076 | 24.9361 | 17.922 | 16.5299 | 29.9089 | 24.8316 | 17.8469 | 16.2618 | 30.0241 | 24.7252 | 17.7705 | 15.9656 | 30.1051 | 24.6184 | 17.6937 | 15.6885 | 30.3903 | 24.2282 | 17.4133 | 14.7525 | 30.182 | 24.5322 | 17.6318 | 15.4828 | 30.6332 | 23.8407 | 17.1347 | 13.8391 | 30.7458 | 23.5276 | 16.9098 | 13.2496 | 30.7744 | 23.286 | 16.7361 | 13.2031 | 29.3079 | 25.4727 | 18.3078 | 17.9531 | 29.3633 | 25.3536 | 18.2222 | 17.4845 | 29.4425 | 25.2593 | 18.1544 | 17.1679 | 29.5489 | 25.1427 | 18.0706 | 16.9126 | 29.6483 | 24.9833 | 17.956 | 16.5338 | 29.7523 | 24.8291 | 17.8452 | 16.1735 | 29.8675 | 24.7167 | 17.7644 | 16.045 | 29.9899 | 24.5644 | 17.6549 | 15.7192 | 30.1349 | 24.4258 | 17.5553 | 15.4471 | 30.2369 | 24.2914 | 17.4587 | 15.2157 | 30.6051 | 23.7121 | 17.0423 | 13.9648 | 30.3316 | 24.1837 | 17.3813 | 15.0828 | 30.971 | 22.7902 | 16.3797 | 11.0192 | 31.1449 | 22.091 | 15.8772 | 8.8492 | 31.211 | 21.522 | 15.4683 | 7.2927 | 29.3079 | 25.4727 | 18.3078 | 17.9531 | 29.3436 | 25.3608 | 18.2273 | 17.4918 | 29.4017 | 25.274 | 18.1649 | 17.1968 | 29.4954 | 25.1471 | 18.0737 | 16.9562 | 29.5968 | 24.9818 | 17.9549 | 16.606 | 29.6971 | 24.8326 | 17.8477 | 16.2992 | 29.8034 | 24.7233 | 17.7691 | 16.2219 | 29.9188 | 24.5779 | 17.6646 | 15.9297 | 30.0721 | 24.3564 | 17.5054 | 15.2444 | 30.1943 | 24.1274 | 17.3408 | 14.5413 | 30.6098 | 23.2932 | 16.7413 | 11.9236 | 30.3094 | 23.9234 | 17.1942 | 13.9195 | 30.9507 | 22.3237 | 16.0445 | 9.2681 | 31.087 | 21.7537 | 15.6348 | 7.7061 | 31.0812 | 21.5165 | 15.4643 | 7.9791
ANCOATS NORTH T11 & T12 | RED BANK | WHITEGATE | 385022 | 398830 | 30.5971 | 6.7144 | 4.8981 | 10.1563 | 30.906 | 6.3379 | 4.6234 | 8.3216 | 31.1016 | 6.1621 | 4.4952 | 7.6368 | 31.3322 | 5.9432 | 4.3355 | 6.9861 | 31.5787 | 5.6068 | 4.0901 | 6.2896 | 31.834 | 5.5938 | 4.0806 | 5.7528 | 32.1066 | 5.4571 | 3.9809 | 5.104 | 32.3924 | 5.3098 | 3.8734 | 4.3979 | 31.7779 | 5.1547 | 3.7603 | 3.7585 | 30.9065 | 5.0133 | 3.6572 | 3.2785 | 27.115 | 4.3983 | 3.2085 | 1.0448 | 30.1573 | 4.8918 | 3.5685 | 2.7704 | 21.7738 | 3.5319 | 2.5765 | -2.0855 | 18.0913 | 2.9346 | 2.1407 | -4.6 | 14.7843 | 2.3982 | 1.7494 | -6.7895 | 30.6006 | 6.7144 | 4.8981 | 10.1563 | 30.9178 | 6.6274 | 4.8346 | 9.7246 | 31.0861 | 6.5857 | 4.8042 | 9.5577 | 31.2926 | 6.4874 | 4.7325 | 9.2398 | 31.52 | 6.3618 | 4.6408 | 8.8884 | 31.755 | 6.31 | 4.6031 | 8.7086 | 32.0127 | 6.2191 | 4.5367 | 8.3181 | 32.2329 | 6.0862 | 4.4398 | 7.7548 | 32.4232 | 5.9397 | 4.3329 | 7.1688 | 32.5393 | 5.8516 | 4.2687 | 6.782 | 33.0057 | 5.413 | 3.9487 | 5.089 | 32.6586 | 5.7573 | 4.1999 | 6.3594 | 31.772 | 5.1537 | 3.7596 | 3.2339 | 30.9184 | 5.0153 | 3.6586 | 1.8629 | 30.0722 | 4.878 | 3.5584 | 0.5797 | 30.5971 | 6.7144 | 4.8981 | 10.1563 | 30.9062 | 6.5926 | 4.8092 | 9.6144 | 31.1019 | 6.4495 | 4.7048 | 9.1233 | 31.3326 | 6.1737 | 4.5036 | 8.4812 | 31.5802 | 6.0135 | 4.3868 | 7.806 | 31.8361 | 5.894 | 4.2996 | 7.2938 | 32.1092 | 5.7703 | 4.2093 | 6.6819 | 32.3939 | 5.6236 | 4.1023 | 6.0098 | 32.7163 | 5.4834 | 4.0001 | 5.3815 | 32.9277 | 5.3412 | 3.8963 | 4.9011 | 29.4906 | 4.7837 | 3.4896 | 2.8715 | 32.1357 | 5.2127 | 3.8026 | 4.3878 | 25.87 | 4.1964 | 3.0612 | 0.81201 | 23.5425 | 3.8188 | 2.7858 | -0.67518 | 21.7593 | 3.5296 | 2.5748 | -1.9975 | 30.5965 | 6.7144 | 4.8981 | 10.1563 | 30.92 | 6.1859 | 4.5125 | 7.6899 | 31.1368 | 5.9635 | 4.3503 | 6.9635 | 31.3867 | 5.7594 | 4.2014 | 6.3525 | 31.6619 | 5.6021 | 4.0866 | 5.6935 | 31.9508 | 5.4771 | 3.9955 | 5.2035 | 32.2593 | 5.3132 | 3.8759 | 4.6198 | 31.5268 | 5.114 | 3.7306 | 3.9858 | 30.494 | 4.9464 | 3.6083 | 3.3938 | 29.4044 | 4.7697 | 3.4794 | 2.9541 | 24.9818 | 4.0523 | 2.9561 | 0.80935 | 28.5924 | 4.638 | 3.3833 | 2.4877 | 19.0501 | 3.0901 | 2.2542 | -2.1333 | 14.9937 | 2.4321 | 1.7742 | -4.4462 | 13.0409 | 2.1154 | 1.5431 | -6.3309 | 30.5965 | 6.7144 | 4.8981 | 10.1563 | 30.9144 | 6.1288 | 4.4709 | 7.3688 | 31.1272 | 5.8415 | 4.2613 | 6.6185 | 31.3685 | 5.8077 | 4.2366 | 6.0375 | 31.6387 | 5.6034 | 4.0876 | 5.4034 | 31.9213 | 5.4624 | 3.9847 | 4.9428 | 32.2264 | 5.2712 | 3.8453 | 4.3837 | 31.3553 | 5.0861 | 3.7103 | 3.7506 | 29.9148 | 4.8525 | 3.5398 | 2.9895 | 28.4825 | 4.6201 | 3.3703 | 2.3541 | 22.5572 | 3.659 | 2.6692 | -0.37702 | 27.018 | 4.3826 | 3.197 | 1.6824 | 15.6405 | 2.5371 | 1.8507 | -3.3059 | 14.4743 | 2.3479 | 1.7127 | -5.2494 | 12.5433 | 2.0346 | 1.4842 | -6.1818
ANCOATS NORTH T14 | RED BANK | WHITEGATE | 385032 | 398840 | 20.1972 | 20.1972 | 15.7513 | 8.2111 | 20.2898 | 20.2898 | 15.5889 | 7.0001 | 20.3715 | 20.3715 | 15.5023 | 6.4649 | 20.4703 | 20.4703 | 15.4109 | 6.0028 | 20.5687 | 20.5687 | 15.339 | 5.5962 | 20.6645 | 20.6645 | 15.2752 | 5.3374 | 20.7642 | 20.7642 | 15.2105 | 4.9969 | 20.8652 | 20.7653 | 15.148 | 4.5976 | 20.9721 | 20.679 | 15.085 | 4.242 | 21.0726 | 20.6304 | 15.0496 | 4.1127 | 21.4789 | 20.3471 | 14.8429 | 3.2847 | 21.176 | 20.5668 | 15.0032 | 3.9238 | 21.9682 | 20.0096 | 14.5967 | 2.1464 | 22.31 | 19.725 | 14.3891 | 1.2214 | 22.5159 | 19.5418 | 14.2555 | 0.4601 | 20.1981 | 20.1981 | 15.7513 | 8.2111 | 20.3114 | 20.3114 | 15.7271 | 8.0553 | 20.3853 | 20.3853 | 15.7087 | 7.9528 | 20.4829 | 20.4829 | 15.6666 | 7.7528 | 20.5865 | 20.5865 | 15.6259 | 7.6003 | 20.6914 | 20.6914 | 15.6082 | 7.5722 | 20.8155 | 20.8155 | 15.5768 | 7.4008 | 20.9361 | 20.9361 | 15.5265 | 7.106 | 21.0372 | 21.0372 | 15.4686 | 6.7667 | 21.1037 | 21.1037 | 15.46 | 6.6751 | 21.3654 | 21.0905 | 15.3852 | 6.207 | 21.1713 | 21.1679 | 15.4417 | 6.5583 | 21.6536 | 20.9843 | 15.3077 | 5.7577 | 21.8808 | 20.9121 | 15.2551 | 5.4337 | 21.9955 | 20.8307 | 15.1957 | 5.1526 | 20.1972 | 20.1972 | 15.7513 | 8.2111 | 20.29 | 20.29 | 15.712 | 7.9452 | 20.3719 | 20.3719 | 15.6454 | 7.5183 | 20.4707 | 20.4707 | 15.5575 | 7.0727 | 20.5702 | 20.5702 | 15.4812 | 6.674 | 20.6666 | 20.6666 | 15.4163 | 6.4163 | 20.7668 | 20.7668 | 15.3473 | 6.0845 | 20.8667 | 20.8667 | 15.2938 | 5.6985 | 20.9738 | 20.8802 | 15.2318 | 5.3468 | 21.0733 | 20.8314 | 15.1962 | 5.2138 | 21.4662 | 20.5748 | 15.009 | 4.4876 | 21.1746 | 20.7692 | 15.1508 | 5.025 | 21.9019 | 20.3451 | 14.8415 | 3.823 | 22.2093 | 20.1558 | 14.7034 | 3.3425 | 22.358 | 20.0593 | 14.633 | 2.9682 | 20.197 | 20.197 | 15.7513 | 8.2111 | 20.2918 | 20.2918 | 15.5206 | 6.4956 | 20.3767 | 20.3767 | 15.4355 | 5.9431 | 20.4792 | 20.4792 | 15.3477 | 5.4811 | 20.5846 | 20.5846 | 15.2529 | 5.0911 | 20.6912 | 20.6912 | 15.2008 | 4.856 | 20.8046 | 20.7521 | 15.1383 | 4.5359 | 20.9174 | 20.6513 | 15.0648 | 4.1574 | 21.0371 | 20.5525 | 14.9928 | 3.8218 | 21.1537 | 20.4849 | 14.9435 | 3.7122 | 21.6729 | 20.1659 | 14.7107 | 2.9576 | 21.2743 | 20.4104 | 14.8891 | 3.5409 | 22.2414 | 19.8275 | 14.4639 | 1.956 | 22.441 | 19.6044 | 14.3012 | 1.2051 | 22.527 | 19.4351 | 14.1777 | 0.67282 | 20.197 | 20.197 | 15.7513 | 8.2111 | 20.2835 | 20.2835 | 15.4906 | 6.2508 | 20.3589 | 20.3589 | 15.3918 | 5.6888 | 20.4516 | 20.4516 | 15.3075 | 5.2481 | 20.5512 | 20.5512 | 15.2238 | 4.8797 | 20.6514 | 20.6514 | 15.1584 | 4.6692 | 20.7604 | 20.6727 | 15.0805 | 4.3724 | 20.8724 | 20.5474 | 14.9891 | 4.0143 | 21.0218 | 20.4018 | 14.8829 | 3.6086 | 21.18 | 20.2827 | 14.796 | 3.4034 | 21.8111 | 19.7732 | 14.4243 | 2.3635 | 21.3416 | 20.1638 | 14.7092 | 3.1342 | 22.2005 | 19.3512 | 14.1164 | 1.3852 | 22.349 | 19.1716 | 13.9854 | 0.7592 | 22.3898 | 19.0902 | 13.926 | 0.61037
ANNIE PIT | STAINBURN & SIDDICK | HARKER / HUTTON | 300011 | 527810 | 25.104 | 9.346 | 6.7172 | 10.857 | 25.5213 | 9.2128 | 6.6214 | 10.1429 | 25.6992 | 9.0871 | 6.5311 | 9.6611 | 25.9054 | 8.9798 | 6.454 | 9.5141 | 26.1104 | 8.8001 | 6.3248 | 8.9845 | 26.3297 | 8.6973 | 6.2509 | 8.5275 | 26.5657 | 8.6537 | 6.2196 | 8.2959 | 26.8152 | 8.5424 | 6.1396 | 7.808 | 27.1076 | 8.4268 | 6.0565 | 7.3589 | 27.3717 | 8.321 | 5.9805 | 6.993 | 28.3553 | 8.0472 | 5.7837 | 4.7713 | 27.6265 | 8.329 | 5.9862 | 6.84 | 29.1591 | 8.6889 | 6.2449 | -1.4137 | 29.4977 | 10.7599 | 7.7334 | -6.4597 | 29.7588 | 10.3542 | 7.4418 | -9.9383 | 25.103 | 9.346 | 6.7172 | 10.857 | 25.5534 | 9.2385 | 6.6399 | 10.2092 | 25.678 | 9.1946 | 6.6083 | 10.0837 | 25.8418 | 9.1835 | 6.6003 | 10.2188 | 26.0197 | 9.1106 | 6.548 | 9.9855 | 26.2185 | 9.0537 | 6.5071 | 9.8688 | 26.4583 | 9.0123 | 6.4773 | 9.8612 | 26.7453 | 8.9129 | 6.4059 | 9.4443 | 27.0514 | 8.8009 | 6.3254 | 8.9889 | 27.2073 | 8.7433 | 6.284 | 8.7937 | 27.4875 | 8.789 | 6.3168 | 8.2697 | 27.3098 | 8.7556 | 6.2928 | 8.7534 | 27.6698 | 10.0367 | 7.2135 | 7.5939 | 27.8148 | 12.0295 | 8.6458 | 7.1814 | 27.9118 | 12.0715 | 8.676 | 7.0128 | 25.104 | 9.346 | 6.7172 | 10.857 | 25.523 | 9.2395 | 6.6406 | 10.2841 | 25.7013 | 9.1375 | 6.5673 | 9.8825 | 25.9078 | 9.043 | 6.4994 | 9.8051 | 26.115 | 8.8904 | 6.3897 | 9.3798 | 26.3354 | 8.8024 | 6.3265 | 9.0805 | 26.57 | 8.7734 | 6.3056 | 9.0267 | 26.8156 | 8.6873 | 6.2438 | 8.6836 | 27.1066 | 8.5909 | 6.1745 | 8.3199 | 27.367 | 8.4872 | 6.0999 | 7.9869 | 28.3175 | 8.4251 | 6.0553 | 7.011 | 27.616 | 8.4936 | 6.1045 | 7.8211 | 29.0076 | 10.0115 | 7.1954 | 5.9983 | 29.2762 | 12.8951 | 9.268 | 5.3704 | 29.4223 | 12.9163 | 9.2832 | 5.2612 | 25.1045 | 9.346 | 6.7172 | 10.857 | 25.5402 | 9.1947 | 6.6084 | 10.1291 | 25.7488 | 9.0688 | 6.5179 | 9.6829 | 26.0059 | 8.9404 | 6.4257 | 9.5773 | 26.292 | 8.7517 | 6.29 | 9.0945 | 26.6183 | 8.6321 | 6.2041 | 8.6989 | 26.9693 | 8.5224 | 6.1252 | 8.552 | 27.3078 | 8.3957 | 6.0342 | 8.1662 | 27.7037 | 8.2326 | 5.9169 | 7.7959 | 28.0542 | 8.0308 | 5.7719 | 7.4854 | 29.2086 | 7.4208 | 5.3335 | 5.4148 | 28.3764 | 7.8877 | 5.6691 | 7.385 | 30.1751 | 7.7499 | 5.57 | -0.56496 | 30.731 | 9.2611 | 6.6561 | -5.3774 | 30.9617 | 9.0202 | 6.483 | -8.5621 | 25.1045 | 9.346 | 6.7172 | 10.857 | 25.5107 | 9.214 | 6.6223 | 10.1625 | 25.692 | 9.1244 | 6.5579 | 9.7734 | 25.93 | 9.0064 | 6.4731 | 9.714 | 26.2045 | 8.8724 | 6.3768 | 9.2829 | 26.5137 | 8.7896 | 6.3173 | 8.9553 | 26.8548 | 8.8288 | 6.3455 | 8.8693 | 27.2586 | 8.8178 | 6.3375 | 8.3884 | 28.09 | 8.7138 | 6.2628 | 6.972 | 28.5017 | 8.6875 | 6.2439 | 5.5418 | 29.4839 | 12.8193 | 9.2135 | 0.39838 | 28.7625 | 8.8909 | 6.3901 | 4.3133 | 30.3965 | 11.2496 | 8.0853 | -5.0844 | 30.7874 | 9.7432 | 7.0026 | -8.3773 | 30.7547 | 9.5469 | 6.8615 | -7.4993
ANSDELL | LYTHAM | PENWORTHAM WEST / STANAH | 334416 | 428229 | 21.2251 | 10.7903 | 7.8714 | 11.2918 | 21.3147 | 10.4645 | 7.6337 | 9.7812 | 21.4104 | 10.332 | 7.537 | 9.2149 | 21.53 | 10.2113 | 7.449 | 8.9298 | 21.6544 | 10.1448 | 7.4005 | 8.5748 | 21.7928 | 10.0523 | 7.333 | 8.2434 | 21.944 | 9.9668 | 7.2707 | 7.9257 | 22.0904 | 9.8689 | 7.1993 | 7.6136 | 22.2528 | 9.7703 | 7.1273 | 7.325 | 22.3647 | 9.6744 | 7.0573 | 7.019 | 22.7373 | 9.221 | 6.7266 | 5.4485 | 22.4692 | 9.5869 | 6.9935 | 6.7431 | 23.048 | 8.4503 | 6.1643 | 2.2049 | 23.2058 | 8.0113 | 5.8441 | -0.30301 | 23.2752 | 7.5833 | 5.5319 | -2.0989 | 21.1994 | 10.7903 | 7.8714 | 11.2918 | 21.2975 | 10.6583 | 7.7751 | 10.7177 | 21.3209 | 10.6046 | 7.7359 | 10.529 | 21.3612 | 10.5568 | 7.701 | 10.415 | 21.3971 | 10.4851 | 7.6487 | 10.2026 | 21.4316 | 10.4145 | 7.5972 | 10.0247 | 21.4866 | 10.3222 | 7.5299 | 9.7741 | 21.5644 | 10.2504 | 7.4775 | 9.4113 | 21.6522 | 10.175 | 7.4225 | 9.0506 | 21.6973 | 10.1305 | 7.3901 | 8.8123 | 21.8534 | 9.9542 | 7.2615 | 8.0129 | 21.7394 | 10.0895 | 7.3601 | 8.5852 | 22.0037 | 9.7689 | 7.1263 | 7.3351 | 22.1011 | 9.7531 | 7.1147 | 7.034 | 22.1629 | 9.7626 | 7.1217 | 6.909 | 21.2251 | 10.7903 | 7.8714 | 11.2918 | 21.3147 | 10.6177 | 7.7455 | 10.6013 | 21.4104 | 10.521 | 7.6749 | 10.2113 | 21.53 | 10.4135 | 7.5965 | 9.9511 | 21.6544 | 10.3516 | 7.5513 | 9.6524 | 21.7928 | 10.2656 | 7.4886 | 9.4 | 21.944 | 10.1974 | 7.4389 | 9.1718 | 22.0904 | 10.1207 | 7.3829 | 8.936 | 22.2528 | 10.0318 | 7.318 | 8.7019 | 22.3647 | 9.941 | 7.2518 | 8.4284 | 22.7373 | 9.6043 | 7.0062 | 7.4966 | 22.4692 | 9.8544 | 7.1887 | 8.1663 | 23.048 | 9.3049 | 6.7878 | 6.7118 | 23.2058 | 9.2718 | 6.7637 | 6.3814 | 23.2752 | 9.1697 | 6.6891 | 6.2985 | 21.2309 | 10.7903 | 7.8714 | 11.2918 | 21.3207 | 10.3871 | 7.5772 | 9.3618 | 21.4297 | 10.2281 | 7.4613 | 8.7399 | 21.5777 | 10.1416 | 7.3981 | 8.4686 | 21.7445 | 9.9997 | 7.2946 | 8.1282 | 21.9272 | 9.8198 | 7.1634 | 7.8477 | 22.1174 | 9.659 | 7.0461 | 7.6128 | 22.3045 | 9.5109 | 6.9381 | 7.4057 | 22.5365 | 9.364 | 6.8309 | 7.1905 | 22.6962 | 9.2541 | 6.7507 | 6.9247 | 23.1892 | 8.7375 | 6.3739 | 5.5186 | 22.8348 | 9.1518 | 6.6761 | 6.6971 | 23.6135 | 7.9164 | 5.7749 | 2.4887 | 23.7962 | 7.4697 | 5.4491 | 0.2885 | 23.8828 | 7.079 | 5.164 | -1.2903 | 21.2309 | 10.7903 | 7.8714 | 11.2918 | 21.3089 | 10.3622 | 7.5591 | 9.17 | 21.4042 | 10.207 | 7.4459 | 8.5311 | 21.5391 | 10.1236 | 7.385 | 8.2829 | 21.6957 | 10.0257 | 7.3136 | 7.9669 | 21.8682 | 9.917 | 7.2343 | 7.7189 | 22.0444 | 9.8052 | 7.1527 | 7.5153 | 22.2306 | 9.6919 | 7.0701 | 7.2678 | 22.483 | 9.5014 | 6.9311 | 6.5707 | 22.6582 | 9.2905 | 6.7773 | 5.7963 | 23.203 | 8.6416 | 6.3039 | 2.9383 | 22.8196 | 9.1002 | 6.6385 | 5.0418 | 23.6077 | 7.7942 | 5.6857 | 0.10132 | 23.7527 | 7.4434 | 5.4299 | -1.4565 | 23.7375 | 7.3609 | 5.3697 | -1.037
ARDWICK | STUART ST | STALYBRIDGE | 384753 | 397415 | 26.5008 | 12.0849 | 8.8158 | 4.9077 | 26.5112 | 11.9993 | 8.7533 | 4.6941 | 26.5959 | 11.814 | 8.6182 | 4.3312 | 26.7417 | 11.6182 | 8.4753 | 4.0139 | 26.8647 | 11.4218 | 8.3321 | 3.5347 | 26.9721 | 11.247 | 8.2045 | 3.1725 | 27.084 | 11.1076 | 8.1028 | 2.8525 | 27.2009 | 11.0876 | 8.0883 | 2.4302 | 27.3295 | 11.0093 | 8.0312 | 2.0414 | 27.4395 | 10.9227 | 7.968 | 1.6564 | 27.8344 | 10.5379 | 7.6873 | 0.1605 | 27.5449 | 10.8512 | 7.9158 | 1.432 | 28.2366 | 9.8703 | 7.2002 | -2.8224 | 28.485 | 9.3671 | 6.8331 | -5.0566 | 28.6536 | 8.8838 | 6.4806 | -6.7439 | 26.5021 | 12.0849 | 8.8158 | 4.9077 | 26.5363 | 12.0498 | 8.7901 | 4.8192 | 26.4879 | 11.9889 | 8.7457 | 4.9148 | 26.5092 | 11.9103 | 8.6884 | 4.9516 | 26.5027 | 11.8099 | 8.6151 | 4.872 | 26.4683 | 11.7371 | 8.5621 | 4.8994 | 26.4784 | 11.6672 | 8.5111 | 4.8364 | 26.5316 | 11.607 | 8.4671 | 4.5642 | 26.6208 | 11.5239 | 8.4065 | 4.2294 | 26.6672 | 11.4914 | 8.3828 | 4.0086 | 26.8374 | 11.3534 | 8.2821 | 3.3622 | 26.7115 | 11.4432 | 8.3476 | 3.8642 | 27.003 | 11.0857 | 8.0868 | 2.6518 | 27.1021 | 11.2239 | 8.1877 | 2.3272 | 27.1627 | 11.247 | 8.2046 | 2.1102 | 26.5008 | 12.0849 | 8.8158 | 4.9077 | 26.5114 | 12.0496 | 8.79 | 4.8499 | 26.5961 | 11.9159 | 8.6925 | 4.5425 | 26.742 | 11.7505 | 8.5719 | 4.2498 | 26.8659 | 11.5609 | 8.4335 | 3.8089 | 26.9737 | 11.3833 | 8.304 | 3.5036 | 27.086 | 11.1201 | 8.1119 | 3.2479 | 27.2021 | 11.1867 | 8.1606 | 2.8758 | 27.3307 | 11.1183 | 8.1106 | 2.5053 | 27.44 | 11.0329 | 8.0483 | 2.1227 | 27.8248 | 10.7361 | 7.8318 | 1.0256 | 27.5439 | 10.9616 | 7.9963 | 1.8843 | 28.1862 | 10.4349 | 7.6121 | -0.13451 | 28.4141 | 10.2551 | 7.481 | -0.75748 | 28.5425 | 10.0197 | 7.3092 | -1.0502 | 26.501 | 12.0849 | 8.8158 | 4.9077 | 26.5101 | 11.9802 | 8.7394 | 4.6363 | 26.5918 | 11.8238 | 8.6253 | 4.2992 | 26.7363 | 11.6421 | 8.4927 | 4.0157 | 26.862 | 11.4065 | 8.3209 | 3.5691 | 26.9764 | 11.2304 | 8.1924 | 3.2455 | 27.0987 | 11.1573 | 8.1391 | 2.967 | 27.2236 | 11.0535 | 8.0634 | 2.5935 | 27.3657 | 10.9424 | 7.9823 | 2.247 | 27.482 | 10.851 | 7.9156 | 1.8988 | 27.983 | 10.3771 | 7.5699 | 0.56583 | 27.5918 | 10.775 | 7.8602 | 1.7117 | 28.7642 | 9.6332 | 7.0273 | -2.1465 | 29.0308 | 9.1307 | 6.6607 | -4.0711 | 29.0382 | 8.6916 | 6.3404 | -5.3569 | 26.501 | 12.0849 | 8.8158 | 4.9077 | 26.5013 | 11.9626 | 8.7265 | 4.6152 | 26.5728 | 11.8564 | 8.649 | 4.2928 | 26.708 | 11.7083 | 8.541 | 4.0335 | 26.8277 | 11.5332 | 8.4133 | 3.6132 | 26.9357 | 11.3548 | 8.2832 | 3.3239 | 27.0539 | 11.3378 | 8.2708 | 3.0783 | 27.1831 | 11.2173 | 8.1829 | 2.6926 | 27.4116 | 11.045 | 8.0571 | 1.9902 | 27.6211 | 10.8464 | 7.9123 | 1.2495 | 28.3891 | 10.1559 | 7.4086 | -1.1904 | 27.8254 | 10.6803 | 7.7911 | 0.66239 | 28.8772 | 9.2156 | 6.7226 | -3.7256 | 28.977 | 8.7079 | 6.3523 | -5.1106 | 28.8866 | 8.6604 | 6.3177 | -4.9019
ARNSIDE | KENDAL (PARKSIDE RD) | HARKER / HUTTON | 346495 | 478180 | 18.4307 | 18.4307 | 18.4307 | 13.8735 | 18.4582 | 18.4582 | 18.4582 | 13.3542 | 18.4902 | 18.4902 | 18.4902 | 13.0464 | 18.529 | 18.529 | 18.529 | 12.9586 | 18.5666 | 18.5666 | 18.5666 | 12.7197 | 18.6058 | 18.6058 | 18.6058 | 12.461 | 18.6494 | 18.6494 | 18.6494 | 12.3249 | 18.6973 | 18.6973 | 18.6973 | 12.086 | 18.7615 | 18.7615 | 18.7615 | 11.8808 | 18.8096 | 18.8096 | 18.8096 | 11.7082 | 18.9807 | 18.9807 | 18.8074 | 10.898 | 18.8555 | 18.8555 | 18.8555 | 11.596 | 19.1348 | 19.1348 | 18.4073 | 9.3072 | 19.2031 | 19.2031 | 18.103 | 8.2635 | 19.2259 | 19.2259 | 17.7845 | 7.3755 | 18.4267 | 18.4267 | 18.4267 | 13.8735 | 18.4598 | 18.4598 | 18.4598 | 13.785 | 18.4656 | 18.4656 | 18.4656 | 13.7239 | 18.4809 | 18.4809 | 18.4809 | 13.7754 | 18.4948 | 18.4948 | 18.4948 | 13.7112 | 18.5079 | 18.5079 | 18.5079 | 13.659 | 18.5307 | 18.5307 | 18.5307 | 13.6718 | 18.5638 | 18.5638 | 18.5638 | 13.5396 | 18.6047 | 18.6047 | 18.6047 | 13.4203 | 18.616 | 18.616 | 18.616 | 13.3561 | 18.6677 | 18.6677 | 18.6677 | 13.1118 | 18.6267 | 18.6267 | 18.6267 | 13.3183 | 18.7465 | 18.7465 | 18.7465 | 12.764 | 18.8049 | 18.8049 | 18.8049 | 12.4778 | 18.8361 | 18.8361 | 18.8361 | 12.3353 | 18.4307 | 18.4307 | 18.4307 | 13.8735 | 18.4582 | 18.4582 | 18.4582 | 13.7469 | 18.4902 | 18.4902 | 18.4902 | 13.5365 | 18.5291 | 18.5291 | 18.5291 | 13.4851 | 18.5669 | 18.5669 | 18.5669 | 13.3237 | 18.6062 | 18.6062 | 18.6062 | 13.1766 | 18.6499 | 18.6499 | 18.6499 | 13.148 | 18.6976 | 18.6976 | 18.6976 | 13.0136 | 18.7619 | 18.7619 | 18.7619 | 12.8339 | 18.8097 | 18.8097 | 18.8097 | 12.6511 | 18.9782 | 18.9782 | 18.974 | 12.0228 | 18.8552 | 18.8552 | 18.8552 | 12.5012 | 19.1214 | 19.1214 | 18.7213 | 11.4989 | 19.1842 | 19.1842 | 18.4713 | 11.2078 | 19.1963 | 19.1963 | 18.1747 | 11.2952 | 18.4315 | 18.4315 | 18.4315 | 13.8735 | 18.4603 | 18.4603 | 18.4603 | 13.1871 | 18.4957 | 18.4957 | 18.4957 | 12.8566 | 18.5468 | 18.5468 | 18.5468 | 12.7826 | 18.6051 | 18.6051 | 18.6051 | 12.5529 | 18.671 | 18.671 | 18.671 | 12.3128 | 18.7455 | 18.7455 | 18.7455 | 12.21 | 18.8242 | 18.8242 | 18.8242 | 12.0084 | 18.9112 | 18.9112 | 18.9112 | 11.8306 | 18.9618 | 18.9618 | 18.8973 | 11.6735 | 19.1435 | 19.1435 | 18.4979 | 10.9211 | 19.0071 | 19.0071 | 18.8452 | 11.5786 | 19.3337 | 19.3337 | 18.1048 | 9.4073 | 19.4251 | 19.4251 | 17.6908 | 8.4435 | 19.4731 | 19.4731 | 17.0517 | 7.6807 | 18.4315 | 18.4315 | 18.4315 | 13.8735 | 18.4557 | 18.4557 | 18.4557 | 13.1054 | 18.4873 | 18.4873 | 18.4873 | 12.7559 | 18.5356 | 18.5356 | 18.5356 | 12.6743 | 18.5912 | 18.5912 | 18.5912 | 12.4456 | 18.6532 | 18.6532 | 18.6532 | 12.2301 | 18.7236 | 18.7236 | 18.7236 | 12.1627 | 18.7949 | 18.7949 | 18.7949 | 11.9825 | 18.885 | 18.885 | 18.885 | 11.6218 | 18.9496 | 18.9496 | 18.8786 | 11.2409 | 19.1748 | 19.1748 | 18.46 | 9.8407 | 19.0109 | 19.0109 | 18.7829 | 10.9021 | 19.3536 | 19.3536 | 18.0251 | 8.5971 | 19.4197 | 19.4197 | 17.6916 | 7.9614 | 19.4098 | 19.4098 | 17.2077 | 8.1651
ASHTON (GOLBORNE) | ORRELL | WASHWAY FARM / KIRKBY | 357056 | 400663 | 22.8773 | 9.694 | 7.0716 | 12.3563 | 23.0255 | 9.5786 | 6.9875 | 11.8693 | 23.1468 | 9.3801 | 6.8426 | 11.2651 | 23.2937 | 9.2731 | 6.7646 | 10.9526 | 23.4543 | 9.1253 | 6.6568 | 10.4053 | 23.6411 | 9.0462 | 6.5991 | 9.9281 | 23.8557 | 8.9341 | 6.5173 | 9.4653 | 24.1107 | 8.801 | 6.4202 | 9.1204 | 24.4054 | 8.6494 | 6.3096 | 8.663 | 24.6597 | 8.4873 | 6.1914 | 8.2473 | 25.8821 | 7.4762 | 5.4538 | 4.9556 | 24.9768 | 8.3293 | 6.0761 | 7.8536 | 27.5287 | 6.0523 | 4.4151 | -2.5477 | 28.6623 | 5.0786 | 3.7048 | -8.8929 | 25.078 | 4.0679 | 2.9675 | -13.4159 | 22.8681 | 9.694 | 7.0716 | 12.3563 | 23.0253 | 9.6106 | 7.0108 | 11.9797 | 23.0958 | 9.5108 | 6.938 | 11.8312 | 23.1839 | 9.4626 | 6.9029 | 11.8666 | 23.2835 | 9.3646 | 6.8314 | 11.6619 | 23.3983 | 9.3045 | 6.7875 | 11.5598 | 23.5381 | 9.2206 | 6.7263 | 11.3078 | 23.7147 | 9.155 | 6.6784 | 10.9398 | 23.9189 | 9.0577 | 6.6074 | 10.374 | 24.0744 | 9.0166 | 6.5775 | 10.0723 | 24.8358 | 8.8275 | 6.4395 | 8.777 | 24.2527 | 8.9844 | 6.554 | 9.8173 | 25.7986 | 8.7436 | 6.3783 | 7.2477 | 26.5901 | 8.7051 | 6.3502 | 6.318 | 27.2341 | 8.3315 | 6.0777 | 5.8674 | 22.8773 | 9.694 | 7.0716 | 12.3563 | 23.0363 | 9.6105 | 7.0107 | 11.9851 | 23.1592 | 9.4616 | 6.9021 | 11.4255 | 23.3074 | 9.3872 | 6.8478 | 11.1512 | 23.4761 | 9.2542 | 6.7508 | 10.6625 | 23.6632 | 9.1591 | 6.6814 | 10.2898 | 23.8684 | 9.0502 | 6.602 | 9.9568 | 24.1067 | 8.9391 | 6.521 | 9.7097 | 24.393 | 8.8051 | 6.4232 | 9.2988 | 24.6313 | 8.6428 | 6.3048 | 8.9021 | 25.7289 | 7.8993 | 5.7624 | 6.9369 | 24.9253 | 8.4835 | 6.1886 | 8.4751 | 26.9151 | 7.6107 | 5.5519 | 4.8877 | 27.8175 | 7.6658 | 5.5921 | 3.6383 | 28.4566 | 7.4818 | 5.4578 | 3.0711 | 22.8812 | 9.694 | 7.0716 | 12.3563 | 23.051 | 9.5599 | 6.9738 | 11.8385 | 23.1944 | 9.4219 | 6.8732 | 11.2948 | 23.3822 | 9.3319 | 6.8075 | 11.0458 | 23.6134 | 9.2909 | 6.7776 | 10.5603 | 23.904 | 9.0585 | 6.6081 | 10.1664 | 24.2452 | 8.8386 | 6.4477 | 9.8362 | 24.6318 | 8.6167 | 6.2857 | 9.6486 | 25.1507 | 8.3715 | 6.1069 | 9.2714 | 25.5882 | 8.0719 | 5.8883 | 8.7343 | 27.8862 | 6.9374 | 5.0607 | 4.6754 | 26.0622 | 7.6503 | 5.5808 | 8.1223 | 30.206 | 4.9878 | 3.6385 | -4.6488 | 23.9924 | 3.8918 | 2.839 | -11.3928 | 18.235 | 2.9579 | 2.1577 | -15.351 | 22.8812 | 9.694 | 7.0716 | 12.3563 | 23.0485 | 9.558 | 6.9724 | 11.8182 | 23.1899 | 9.4916 | 6.924 | 11.2876 | 23.3914 | 9.4825 | 6.9173 | 11.0319 | 23.7242 | 9.3461 | 6.8179 | 10.4675 | 24.0781 | 9.1506 | 6.6753 | 10.0638 | 24.5135 | 8.9546 | 6.5323 | 9.7048 | 25.0518 | 8.6906 | 6.3397 | 9.2608 | 25.8557 | 8.2011 | 5.9826 | 7.6711 | 26.5997 | 7.642 | 5.5747 | 5.8668 | 29.1658 | 7.0134 | 5.1161 | -0.93654 | 27.3479 | 7.4209 | 5.4134 | 4.1919 | 30.5274 | 4.9518 | 3.6123 | -8.6679 | 22.5428 | 3.6567 | 2.6675 | -13.731 | 19.6416 | 3.1861 | 2.3242 | -14.955
ASHTON (RIBBLE) | RIBBLE | PENWORTHAM EAST / ROCHDALE | 350275 | 430526 | 4.6076 | 4.6076 | 4.6076 | 4.2585 | 4.6754 | 4.6754 | 4.6754 | 2.4604 | 4.7739 | 4.7739 | 4.7739 | 1.8106 | 4.8766 | 4.8766 | 4.8766 | 1.6998 | 4.9784 | 4.9784 | 4.9784 | 1.3969 | 5.0956 | 5.0956 | 5.0956 | 1.0791 | 5.23 | 5.23 | 5.23 | 0.77098 | 5.3809 | 5.3809 | 5.3809 | 0.53526 | 5.5465 | 5.5465 | 5.5465 | 0.18555 | 5.6532 | 5.6532 | 5.6532 | -0.067603 | 6.0316 | 6.0316 | 6.0316 | -1.4297 | 5.7557 | 5.7557 | 5.7557 | -0.26917 | 6.38 | 6.38 | 6.38 | -4.1836 | 6.5729 | 6.5729 | 6.5729 | -6.3655 | 6.6911 | 6.6911 | 6.6911 | -7.8714 | 4.5915 | 4.5915 | 4.5915 | 4.2585 | 4.6445 | 4.6445 | 4.6445 | 3.4327 | 4.6771 | 4.6771 | 4.6771 | 3.2065 | 4.7245 | 4.7245 | 4.7245 | 3.2356 | 4.7703 | 4.7703 | 4.7703 | 3.1037 | 4.819 | 4.819 | 4.819 | 2.9792 | 4.8812 | 4.8812 | 4.8812 | 2.7931 | 4.9624 | 4.9624 | 4.9624 | 2.5563 | 5.0481 | 5.0481 | 5.0481 | 2.2017 | 5.0909 | 5.0909 | 5.0909 | 2.0154 | 5.2539 | 5.2539 | 5.2539 | 1.287 | 5.1326 | 5.1326 | 5.1326 | 1.8555 | 5.4254 | 5.4254 | 5.4254 | 0.60918 | 5.5552 | 5.5552 | 5.5552 | 0.19727 | 5.6516 | 5.6516 | 5.6516 | 0.079098 | 4.6076 | 4.6076 | 4.6076 | 4.2585 | 4.6755 | 4.6755 | 4.6755 | 2.8799 | 4.7741 | 4.7741 | 4.7741 | 2.3435 | 4.8769 | 4.8769 | 4.8769 | 2.2553 | 4.9792 | 4.9792 | 4.9792 | 2.0077 | 5.0967 | 5.0967 | 5.0967 | 1.7775 | 5.2313 | 5.2313 | 5.2313 | 1.5697 | 5.3817 | 5.3817 | 5.3817 | 1.407 | 5.5473 | 5.5473 | 5.5473 | 1.0982 | 5.6535 | 5.6535 | 5.6535 | 0.8503 | 6.0253 | 6.0253 | 6.0253 | -0.062602 | 5.755 | 5.755 | 5.755 | 0.63413 | 6.347 | 6.347 | 6.347 | -0.85604 | 6.5265 | 6.5265 | 6.5265 | -1.305 | 6.6183 | 6.6183 | 6.6183 | -1.3111 | 4.6144 | 4.6144 | 4.6144 | 4.2585 | 4.6887 | 4.6887 | 4.6887 | 1.8683 | 4.7998 | 4.7998 | 4.7998 | 1.1233 | 4.9221 | 4.9221 | 4.9221 | 1.0513 | 5.0623 | 5.0623 | 5.0623 | 0.77435 | 5.223 | 5.223 | 5.223 | 0.50666 | 5.4035 | 5.4035 | 5.4035 | 0.27658 | 5.5985 | 5.5985 | 5.5985 | 0.13894 | 5.8311 | 5.8311 | 5.8311 | -0.1346 | 5.9853 | 5.9853 | 5.9853 | -0.34402 | 6.5713 | 6.5713 | 6.5713 | -1.5308 | 6.1277 | 6.1277 | 6.1277 | -0.49815 | 7.2273 | 7.2273 | 7.2273 | -4.0508 | 7.5437 | 7.5437 | 7.5437 | -6.0643 | 7.7233 | 7.7233 | 7.7233 | -7.4013 | 4.6144 | 4.6144 | 4.6144 | 4.2585 | 4.6836 | 4.6836 | 4.6836 | 1.5694 | 4.7893 | 4.7893 | 4.7893 | 0.76346 | 4.9076 | 4.9076 | 4.9076 | 0.6943 | 5.0458 | 5.0458 | 5.0458 | 0.41722 | 5.2035 | 5.2035 | 5.2035 | 0.16667 | 5.382 | 5.382 | 5.382 | -0.043947 | 5.5793 | 5.5793 | 5.5793 | -0.21569 | 5.8478 | 5.8478 | 5.8478 | -0.87083 | 6.0517 | 6.0517 | 6.0517 | -1.4881 | 6.7506 | 6.7506 | 6.7506 | -3.8265 | 6.2435 | 6.2435 | 6.2435 | -2.0616 | 7.324 | 7.324 | 7.324 | -6.1283 | 7.588 | 7.588 | 7.588 | -7.583 | 7.6632 | 7.6632 | 7.6632 | -7.3138
ASHTON ON MERSEY | SALE | CARRINGTON | 377188 | 392252 | 29.1215 | 9.4649 | 6.9045 | 15.3214 | 29.2015 | 8.8965 | 6.4899 | 12.1522 | 29.3034 | 8.7178 | 6.3595 | 11.4759 | 29.4361 | 8.5909 | 6.267 | 11.2994 | 29.5705 | 8.3966 | 6.1252 | 10.8245 | 29.7141 | 8.1935 | 5.977 | 10.3912 | 29.874 | 7.9818 | 5.8226 | 10.0055 | 30.0491 | 7.8363 | 5.7164 | 9.4511 | 30.2419 | 7.8349 | 5.7155 | 9.0792 | 30.3726 | 7.8081 | 5.6959 | 8.7452 | 30.8164 | 7.3275 | 5.3453 | 6.5816 | 30.496 | 7.7554 | 5.6574 | 8.4172 | 31.2097 | 6.2539 | 4.5621 | 1.6502 | 31.4293 | 5.4736 | 3.9929 | -2.2622 | 29.7618 | 4.8277 | 3.5217 | -5.2522 | 29.1032 | 9.4649 | 6.9045 | 15.3214 | 29.1956 | 9.3156 | 6.7956 | 14.604 | 29.2176 | 9.2861 | 6.7741 | 14.5393 | 29.2707 | 9.2605 | 6.7554 | 14.5968 | 29.3159 | 9.1715 | 6.6905 | 14.3533 | 29.346 | 9.0968 | 6.636 | 14.1772 | 29.4071 | 9.0284 | 6.5861 | 13.9679 | 29.501 | 8.9185 | 6.5059 | 13.5075 | 29.6133 | 8.8197 | 6.4339 | 13.1241 | 29.6661 | 8.7532 | 6.3853 | 12.8595 | 29.8566 | 8.5035 | 6.2032 | 11.9759 | 29.7163 | 8.6992 | 6.3459 | 12.657 | 30.053 | 8.1335 | 5.9333 | 11.0787 | 30.1744 | 8.2399 | 6.0109 | 10.644 | 30.253 | 8.3002 | 6.0549 | 10.3465 | 29.1215 | 9.4649 | 6.9045 | 15.3214 | 29.2016 | 9.2697 | 6.7621 | 14.3841 | 29.3034 | 9.1337 | 6.6629 | 13.9984 | 29.4362 | 8.9894 | 6.5576 | 13.8138 | 29.5708 | 8.8038 | 6.4223 | 13.4194 | 29.7145 | 8.6371 | 6.3006 | 13.1012 | 29.8745 | 8.4681 | 6.1773 | 12.8415 | 30.0494 | 8.3229 | 6.0714 | 12.4197 | 30.2422 | 8.3406 | 6.0844 | 12.1187 | 30.3728 | 8.3244 | 6.0725 | 11.8138 | 30.8139 | 8.0508 | 5.873 | 10.6055 | 30.4957 | 8.2793 | 6.0397 | 11.4944 | 31.1965 | 7.6745 | 5.5984 | 9.438 | 31.4108 | 7.5812 | 5.5304 | 8.8833 | 31.521 | 7.4725 | 5.4511 | 8.6178 | 29.1274 | 9.4649 | 6.9045 | 15.3214 | 29.2067 | 8.7064 | 6.3512 | 11.0729 | 29.3196 | 8.4985 | 6.1995 | 10.319 | 29.4774 | 8.3427 | 6.0859 | 10.1834 | 29.6505 | 8.0724 | 5.8887 | 9.7375 | 29.8354 | 7.8261 | 5.709 | 9.3763 | 30.0379 | 7.8334 | 5.7144 | 9.1072 | 30.252 | 7.7948 | 5.6862 | 8.686 | 30.5167 | 7.716 | 5.6287 | 8.4143 | 30.6965 | 7.6487 | 5.5796 | 8.1377 | 31.3131 | 7.0718 | 5.1588 | 6.1995 | 30.8592 | 7.5503 | 5.5078 | 7.8745 | 31.9014 | 5.9787 | 4.3614 | 1.5791 | 32.1397 | 5.2134 | 3.8031 | -1.8997 | 28.4194 | 4.6099 | 3.3629 | -4.5889 | 29.1274 | 9.4649 | 6.9045 | 15.3214 | 29.1928 | 8.6254 | 6.2921 | 10.5441 | 29.2898 | 8.395 | 6.124 | 9.7603 | 29.4327 | 8.1689 | 5.9591 | 9.6458 | 29.591 | 7.9798 | 5.8212 | 9.2211 | 29.7605 | 8.0186 | 5.8495 | 8.898 | 29.948 | 7.9925 | 5.8304 | 8.6668 | 30.1548 | 7.8597 | 5.7335 | 8.1561 | 30.4492 | 7.6023 | 5.5458 | 7.1378 | 30.6737 | 7.3208 | 5.3404 | 6.0823 | 31.3736 | 6.3015 | 4.5969 | 1.964 | 30.8833 | 7.0316 | 5.1295 | 5.0188 | 31.4365 | 5.0993 | 3.7199 | -2.4302 | 27.742 | 4.5 | 3.2827 | -4.8947 | 27.31 | 4.4299 | 3.2316 | -4.4966
ASHTON UNDER LYNE T11 & T12 | HARTSHEAD-HEYROD | STALYBRIDGE | 393275 | 399319 | 32.0837 | 6.4024 | 4.6705 | 9.5114 | 32.2452 | 6.4022 | 4.6703 | 8.9186 | 32.3603 | 6.3768 | 4.6518 | 8.5149 | 32.5241 | 6.3083 | 4.6018 | 8.136 | 32.6852 | 6.1878 | 4.5139 | 7.744 | 32.8532 | 6.0662 | 4.4252 | 7.2571 | 33.0468 | 5.9691 | 4.3544 | 6.8445 | 33.2613 | 5.8356 | 4.257 | 6.426 | 33.4979 | 5.6667 | 4.1338 | 5.9022 | 33.6715 | 5.5469 | 4.0464 | 5.5481 | 30.584 | 4.961 | 3.619 | 3.5463 | 32.5572 | 5.2811 | 3.8525 | 5.1976 | 24.3527 | 3.9502 | 2.8817 | -0.86703 | 17.7803 | 2.8841 | 2.1039 | -5.2092 | 12.2508 | 1.9872 | 1.4496 | -8.3162 | 32.0779 | 6.4024 | 4.6705 | 9.5114 | 32.2916 | 6.374 | 4.6497 | 8.9367 | 32.3419 | 6.3928 | 4.6634 | 8.9016 | 32.4379 | 6.3926 | 4.6633 | 8.8402 | 32.5053 | 6.3765 | 4.6516 | 8.7681 | 32.5694 | 6.3401 | 4.625 | 8.6407 | 32.6718 | 6.2794 | 4.5807 | 8.4605 | 32.8198 | 6.2066 | 4.5276 | 8.1127 | 32.9986 | 6.0964 | 4.4472 | 7.5764 | 33.104 | 6.0632 | 4.4231 | 7.4125 | 33.5581 | 5.9216 | 4.3197 | 6.8178 | 33.2121 | 6.0237 | 4.3942 | 7.2291 | 33.987 | 5.7163 | 4.1699 | 6.0169 | 33.8139 | 5.4849 | 4.0012 | 5.4405 | 33.4778 | 5.4304 | 3.9614 | 5.1323 | 32.0837 | 6.4024 | 4.6705 | 9.5114 | 32.2506 | 6.3954 | 4.6654 | 9.0333 | 32.3663 | 6.3913 | 4.6624 | 8.6704 | 32.5305 | 6.3379 | 4.6234 | 8.3297 | 32.692 | 6.2562 | 4.5638 | 7.9902 | 32.8599 | 6.1398 | 4.4789 | 7.5839 | 33.044 | 6.0529 | 4.4155 | 7.2635 | 33.2508 | 5.9349 | 4.3294 | 6.9148 | 33.4802 | 5.7735 | 4.2117 | 6.429 | 33.6463 | 5.6569 | 4.1266 | 6.0871 | 32.1524 | 5.2154 | 3.8046 | 4.8803 | 33.234 | 5.3909 | 3.9326 | 5.7308 | 29.9095 | 4.8516 | 3.5392 | 3.8003 | 27.7248 | 4.4972 | 3.2807 | 3.206 | 25.4543 | 4.1289 | 3.012 | 3.0767 | 32.0856 | 6.4024 | 4.6705 | 9.5114 | 32.2525 | 6.3853 | 4.658 | 8.9154 | 32.3759 | 6.3603 | 4.6398 | 8.5389 | 32.5532 | 6.2935 | 4.591 | 8.174 | 32.7425 | 6.1728 | 4.503 | 7.787 | 32.9481 | 6.0134 | 4.3867 | 7.3209 | 33.1779 | 5.8365 | 4.2577 | 6.942 | 33.432 | 5.6121 | 4.094 | 6.5713 | 33.7372 | 5.4931 | 4.0071 | 6.0569 | 33.0027 | 5.3534 | 3.9052 | 5.7042 | 28.2607 | 4.5842 | 3.3441 | 3.7863 | 32.1082 | 5.2083 | 3.7994 | 5.3652 | 20.3194 | 3.296 | 2.4044 | -0.36989 | 13.0317 | 2.1139 | 1.542 | -4.0592 | 8.1292 | 1.3186 | 0.96193 | -6.9411 | 32.0856 | 6.4024 | 4.6705 | 9.5114 | 32.2255 | 6.3586 | 4.6385 | 8.9544 | 32.3187 | 6.3857 | 4.6583 | 8.6384 | 32.4625 | 6.3386 | 4.6239 | 8.3268 | 32.6292 | 6.2317 | 4.546 | 7.9968 | 32.8229 | 6.1041 | 4.4529 | 7.598 | 33.0512 | 5.946 | 4.3375 | 7.2832 | 33.3145 | 5.644 | 4.1172 | 6.8739 | 33.671 | 5.4686 | 3.9893 | 5.7114 | 31.9451 | 5.1818 | 3.7801 | 4.6541 | 24.5278 | 3.9787 | 2.9024 | 0.77439 | 30.1638 | 4.8929 | 3.5693 | 3.5929 | 15.3357 | 2.4876 | 1.8147 | -3.45 | 9.9297 | 1.6107 | 1.175 | -6.3845 | 8.1784 | 1.3266 | 0.96775 | -5.7988
ASHTON UNDER LYNE T13 | HARTSHEAD-HEYROD | STALYBRIDGE | 393285 | 399329 | 19.5498 | 19.5498 | 15.8532 | 11.5405 | 19.6035 | 19.6035 | 15.8305 | 11.4036 | 19.6268 | 19.6268 | 15.7954 | 11.2643 | 19.6626 | 19.6626 | 15.7743 | 11.2278 | 19.6961 | 19.6961 | 15.7318 | 11.0603 | 19.7293 | 19.7293 | 15.6929 | 10.9303 | 19.7659 | 19.7659 | 15.6697 | 10.8237 | 19.8058 | 19.8058 | 15.6314 | 10.6742 | 19.8505 | 19.8505 | 15.5991 | 10.5307 | 19.8812 | 19.8812 | 15.5613 | 10.3831 | 19.9822 | 19.9822 | 15.4062 | 9.7103 | 19.9093 | 19.9093 | 15.529 | 10.2927 | 20.0705 | 20.0705 | 15.0991 | 8.0704 | 20.1172 | 20.1172 | 14.823 | 6.7809 | 20.1359 | 20.0406 | 14.6193 | 5.834 | 19.549 | 19.549 | 15.8532 | 11.5405 | 19.6136 | 19.6136 | 15.8319 | 11.3861 | 19.6166 | 19.6166 | 15.8276 | 11.3886 | 19.6334 | 19.6334 | 15.8309 | 11.4806 | 19.6475 | 19.6475 | 15.8159 | 11.4496 | 19.6599 | 19.6599 | 15.8089 | 11.4692 | 19.6838 | 19.6838 | 15.7981 | 11.4688 | 19.72 | 19.72 | 15.7786 | 11.4038 | 19.7657 | 19.7657 | 15.7516 | 11.2737 | 19.7759 | 19.7759 | 15.7399 | 11.2275 | 19.8093 | 19.8093 | 15.6913 | 11.1205 | 19.7846 | 19.7846 | 15.7342 | 11.2298 | 19.8432 | 19.8432 | 15.6553 | 11.0168 | 19.8619 | 19.8619 | 15.6191 | 10.9673 | 19.8707 | 19.8707 | 15.5926 | 10.9568 | 19.5498 | 19.5498 | 15.8532 | 11.5405 | 19.6035 | 19.6035 | 15.8348 | 11.417 | 19.6268 | 19.6268 | 15.8101 | 11.2871 | 19.6626 | 19.6626 | 15.7906 | 11.2629 | 19.6961 | 19.6961 | 15.7484 | 11.1125 | 19.7293 | 19.7293 | 15.7087 | 11.0066 | 19.7659 | 19.7659 | 15.689 | 10.9278 | 19.8058 | 19.8058 | 15.6585 | 10.8142 | 19.8505 | 19.8505 | 15.6247 | 10.6826 | 19.8812 | 19.8812 | 15.5871 | 10.5392 | 19.9822 | 19.9822 | 15.4754 | 10.1715 | 19.9093 | 19.9093 | 15.5558 | 10.4456 | 20.0705 | 20.0705 | 15.3384 | 9.7989 | 20.1172 | 20.1172 | 15.1907 | 9.6154 | 20.1359 | 20.1359 | 15.1499 | 9.5636 | 19.5501 | 19.5501 | 15.8532 | 11.5405 | 19.6027 | 19.6027 | 15.8273 | 11.417 | 19.6267 | 19.6267 | 15.7953 | 11.2898 | 19.666 | 19.666 | 15.7701 | 11.2598 | 19.7059 | 19.7059 | 15.7088 | 11.0969 | 19.7468 | 19.7468 | 15.6725 | 10.9756 | 19.7918 | 19.7918 | 15.6353 | 10.8809 | 19.8385 | 19.8385 | 15.5902 | 10.7489 | 19.8946 | 19.8946 | 15.547 | 10.6077 | 19.9325 | 19.9325 | 15.5026 | 10.4634 | 20.0854 | 20.0854 | 15.2813 | 9.8315 | 19.9651 | 19.9651 | 15.4577 | 10.3798 | 20.2991 | 20.2991 | 14.927 | 8.2975 | 20.3843 | 20.1131 | 14.6722 | 7.1117 | 20.4267 | 19.8588 | 14.4867 | 6.2746 | 19.5501 | 19.5501 | 15.8532 | 11.5405 | 19.5951 | 19.5951 | 15.8318 | 11.4344 | 19.6102 | 19.6102 | 15.8091 | 11.3266 | 19.6409 | 19.6409 | 15.7857 | 11.3131 | 19.6721 | 19.6721 | 15.7384 | 11.1684 | 19.7042 | 19.7042 | 15.7015 | 11.0666 | 19.7404 | 19.7404 | 15.6639 | 10.9803 | 19.7851 | 19.7851 | 15.6191 | 10.8107 | 19.8665 | 19.8665 | 15.5383 | 10.4125 | 19.9366 | 19.9366 | 15.441 | 9.9993 | 20.1429 | 20.1429 | 15.132 | 8.6329 | 20.003 | 20.003 | 15.368 | 9.6443 | 20.2929 | 20.2072 | 14.7409 | 7.1755 | 20.3549 | 19.9808 | 14.5757 | 6.2711 | 20.3406 | 19.938 | 14.5445 | 6.531
ASHWOOD DALE | BUXTON | STALYBRIDGE | 406537 | 373050 | 31.5993 | 10.7667 | 7.8542 | 13.5718 | 31.7239 | 10.555 | 7.6997 | 12.8567 | 31.8194 | 10.386 | 7.5764 | 12.4899 | 31.9438 | 10.2261 | 7.4598 | 12.312 | 32.0572 | 10.138 | 7.3955 | 11.8868 | 32.1705 | 10.0472 | 7.3293 | 11.5078 | 32.2941 | 9.9473 | 7.2564 | 11.211 | 32.4281 | 9.8147 | 7.1597 | 10.7828 | 32.5745 | 9.6769 | 7.0592 | 10.4065 | 32.6696 | 9.5704 | 6.9815 | 10.0442 | 32.999 | 9.0876 | 6.6293 | 8.0768 | 32.7588 | 9.4762 | 6.9128 | 9.8303 | 33.3228 | 7.9242 | 5.7806 | 2.7681 | 33.5177 | 7.8332 | 5.7142 | -1.4451 | 33.6454 | 7.1337 | 5.2039 | -4.4824 | 31.593 | 10.7667 | 7.8542 | 13.5718 | 31.756 | 10.5965 | 7.73 | 12.8715 | 31.78 | 10.5011 | 7.6604 | 12.7237 | 31.8565 | 10.4216 | 7.6024 | 12.7136 | 31.9235 | 10.2905 | 7.5068 | 12.4547 | 31.9855 | 10.199 | 7.44 | 12.267 | 32.0655 | 10.1276 | 7.3879 | 12.0661 | 32.149 | 10.0646 | 7.342 | 11.6424 | 32.2623 | 9.9958 | 7.2918 | 11.2172 | 32.2936 | 9.954 | 7.2613 | 10.9897 | 32.4092 | 9.8649 | 7.1963 | 10.3928 | 32.3222 | 9.9427 | 7.2531 | 10.8671 | 32.5387 | 9.6672 | 7.0521 | 9.6284 | 32.632 | 10.0817 | 7.3544 | 9.1511 | 32.6938 | 10.5381 | 7.6874 | 8.8124 | 31.5993 | 10.7667 | 7.8542 | 13.5718 | 31.7241 | 10.6128 | 7.7419 | 12.9619 | 31.8196 | 10.492 | 7.6538 | 12.6528 | 31.9441 | 10.3616 | 7.5586 | 12.5363 | 32.0582 | 10.2503 | 7.4775 | 12.2046 | 32.1718 | 10.1197 | 7.3822 | 11.9628 | 32.2957 | 10.0696 | 7.3456 | 11.824 | 32.4291 | 9.9492 | 7.2578 | 11.5247 | 32.5755 | 9.8294 | 7.1704 | 11.2325 | 32.67 | 9.6957 | 7.0729 | 10.9194 | 32.9912 | 9.4161 | 6.8689 | 10.0217 | 32.7579 | 9.6383 | 7.031 | 10.7162 | 33.2821 | 8.9717 | 6.5447 | 9 | 33.4605 | 9.5617 | 6.9751 | 8.3795 | 33.5557 | 9.2608 | 6.7556 | 8.1009 | 31.6015 | 10.7667 | 7.8542 | 13.5718 | 31.7228 | 10.5927 | 7.7272 | 12.8598 | 31.8214 | 10.4639 | 7.6333 | 12.5208 | 31.9511 | 10.2711 | 7.4927 | 12.3703 | 32.0819 | 10.1462 | 7.4015 | 11.9791 | 32.2183 | 9.9141 | 7.2322 | 11.6462 | 32.3678 | 9.8086 | 7.1552 | 11.4098 | 32.5254 | 9.613 | 7.0125 | 11.056 | 32.7106 | 9.5078 | 6.9358 | 10.7393 | 32.8348 | 9.3464 | 6.8181 | 10.4298 | 33.3002 | 8.6294 | 6.295 | 8.6111 | 32.9486 | 9.1849 | 6.7002 | 10.269 | 33.8607 | 7.302 | 5.3267 | 3.4806 | 34.1549 | 7.3773 | 5.3816 | -0.55138 | 34.2843 | 6.6503 | 4.8513 | -3.3891 | 31.6015 | 10.7667 | 7.8542 | 13.5718 | 31.6981 | 10.6491 | 7.7684 | 12.9098 | 31.7587 | 10.5275 | 7.6797 | 12.6363 | 31.8606 | 10.4267 | 7.6061 | 12.5352 | 31.9659 | 10.0727 | 7.3479 | 12.2014 | 32.0763 | 9.9296 | 7.2435 | 11.9404 | 32.201 | 9.9004 | 7.2222 | 11.7768 | 32.3417 | 9.7133 | 7.0857 | 11.3824 | 32.5435 | 9.3716 | 6.8365 | 10.2318 | 32.7086 | 9.0934 | 6.6335 | 9.0333 | 33.2834 | 8.7479 | 6.3815 | 4.6707 | 32.8665 | 8.8487 | 6.455 | 7.95 | 33.7876 | 7.3621 | 5.3706 | -0.11034 | 33.9857 | 6.5635 | 4.788 | -2.934 | 33.9451 | 6.4359 | 4.6949 | -2.4171
ASKAM & DALTON | ULVERSTON | HARKER / HUTTON | 321558 | 477806 | 10.3419 | 9.8173 | 7.0559 | 10.3419 | 10.6885 | 9.5812 | 6.8862 | 10.0767 | 10.8956 | 8.9731 | 6.4492 | 9.333 | 11.127 | 8.3826 | 6.0248 | 8.9626 | 11.3694 | 7.6921 | 5.5285 | 8.1369 | 11.6391 | 6.9973 | 5.0291 | 7.2987 | 11.9436 | 6.3694 | 4.5778 | 6.7803 | 12.2704 | 6.1197 | 4.3983 | 6.0632 | 12.73 | 5.849 | 4.2038 | 5.2504 | 13.0929 | 5.5882 | 4.0163 | 4.6264 | 14.2806 | 4.4996 | 3.234 | 1.4011 | 13.4389 | 5.44 | 3.9098 | 4.2317 | 14.9211 | 2.4566 | 1.7656 | -5.7961 | 1.2517 | 0.20609 | 0.14812 | -10.8119 | 2.6844 | 0.44197 | 0.31765 | -14.3462 | 10.3292 | 9.8173 | 7.0559 | 10.3292 | 10.6666 | 9.651 | 6.9364 | 10.3724 | 10.6973 | 9.6055 | 6.9037 | 10.2333 | 10.7638 | 9.5869 | 6.8903 | 10.3768 | 10.8351 | 9.4831 | 6.8157 | 10.1159 | 10.9123 | 9.395 | 6.7524 | 9.9287 | 11.0256 | 9.3423 | 6.7145 | 9.9095 | 11.1782 | 9.2078 | 6.6178 | 9.4623 | 11.3527 | 9.047 | 6.5023 | 8.8851 | 11.4274 | 8.9614 | 6.4408 | 8.616 | 11.7928 | 8.6342 | 6.2056 | 7.6794 | 11.4971 | 8.8988 | 6.3957 | 8.4657 | 12.4184 | 8.1309 | 5.8438 | 6.3041 | 12.8307 | 7.8767 | 5.6612 | 5.2397 | 12.8102 | 7.7086 | 5.5404 | 4.7833 | 10.3419 | 9.8173 | 7.0559 | 10.3419 | 10.6885 | 9.6557 | 6.9397 | 10.4218 | 10.8957 | 9.0797 | 6.5257 | 9.8319 | 11.1271 | 8.5287 | 6.1297 | 9.6548 | 11.3698 | 7.9002 | 5.678 | 9.1211 | 11.6397 | 7.2916 | 5.2406 | 8.6888 | 11.9443 | 6.7529 | 4.8535 | 8.5978 | 12.2708 | 6.579 | 4.7285 | 8.241 | 12.7304 | 6.3368 | 4.5544 | 7.5594 | 13.093 | 6.0336 | 4.3365 | 6.9361 | 14.2792 | 5.231 | 3.7597 | 4.8719 | 13.4385 | 5.9069 | 4.2454 | 6.4493 | 14.9699 | 4.2846 | 3.0794 | 3.056 | 15.2547 | 3.1357 | 2.2537 | 2.0533 | 15.2308 | 3.0455 | 2.1889 | 2.427 | 10.3473 | 9.8173 | 7.0559 | 10.3473 | 10.7423 | 9.5551 | 6.8675 | 10.0325 | 11.0031 | 8.9403 | 6.4256 | 9.3251 | 11.3495 | 8.325 | 5.9834 | 8.9998 | 11.7676 | 7.5829 | 5.45 | 8.231 | 12.2671 | 6.8605 | 4.9308 | 7.4895 | 12.7762 | 6.1843 | 4.4448 | 7.1061 | 13.0692 | 5.8448 | 4.2008 | 6.5568 | 13.4398 | 5.4784 | 3.9375 | 5.8889 | 13.7187 | 5.0958 | 3.6625 | 5.3628 | 14.818 | 3.5701 | 2.5659 | 2.434 | 13.9587 | 4.781 | 3.4362 | 5.0683 | 6.6013 | 1.0869 | 0.78115 | -4.3647 | 2.6844 | 0.44197 | 0.31765 | -9.0414 | 2.6844 | 0.44197 | 0.31765 | -12.2942 | 10.3473 | 9.8173 | 7.0559 | 10.3473 | 10.7204 | 9.5691 | 6.8775 | 10.0454 | 10.9774 | 8.9644 | 6.4429 | 9.3704 | 11.3359 | 8.3302 | 5.9871 | 9.0491 | 11.8174 | 7.5923 | 5.4567 | 8.2551 | 12.2779 | 6.8812 | 4.9456 | 7.6309 | 12.669 | 6.2371 | 4.4827 | 7.3829 | 12.9354 | 5.9344 | 4.2651 | 6.8696 | 13.4519 | 5.3733 | 3.8619 | 5.1946 | 13.9119 | 4.7968 | 3.4475 | 3.5234 | 15.5167 | 2.7226 | 1.9568 | -2.6173 | 14.3473 | 4.2836 | 3.0787 | 2.0172 | 3.6063 | 0.59375 | 0.42674 | -8.4501 | 2.6844 | 0.44197 | 0.31765 | -11.5456 | 2.6844 | 0.44197 | 0.31765 | -10.3174
ASKERTON CASTLE | - | HARKER / HUTTON | 354779 | 568913 | 3.13 | 3.13 | 3.13 | 1.6611 | 3.1483 | 3.1483 | 3.1483 | 1.7198 | 3.1658 | 3.1658 | 3.1658 | 1.6708 | 3.1824 | 3.1824 | 3.1824 | 1.6233 | 3.1965 | 3.1965 | 3.1965 | 1.5774 | 3.2117 | 3.2117 | 3.2117 | 1.5255 | 3.2289 | 3.2289 | 3.2289 | 1.4792 | 3.2518 | 3.2518 | 3.2518 | 1.4028 | 3.2912 | 3.2912 | 3.2912 | 1.3683 | 3.3249 | 3.3249 | 3.3249 | 1.3041 | 3.448 | 3.448 | 3.448 | 1.0687 | 3.3576 | 3.3576 | 3.3576 | 1.2428 | 3.5521 | 3.5521 | 3.5521 | 0.85781 | 3.6175 | 3.6175 | 3.6175 | 0.77048 | 3.6171 | 3.6171 | 3.6171 | 0.7514 | 3.129 | 3.129 | 3.129 | 1.6611 | 3.1435 | 3.1435 | 3.1435 | 1.7182 | 3.1485 | 3.1485 | 3.1485 | 1.7243 | 3.1532 | 3.1532 | 3.1532 | 1.731 | 3.1583 | 3.1583 | 3.1583 | 1.7489 | 3.1638 | 3.1638 | 3.1638 | 1.7751 | 3.1718 | 3.1718 | 3.1718 | 1.7765 | 3.1828 | 3.1828 | 3.1828 | 1.7306 | 3.1949 | 3.1949 | 3.1949 | 1.6685 | 3.2012 | 3.2012 | 3.2012 | 1.651 | 3.2395 | 3.2395 | 3.2395 | 1.5498 | 3.2066 | 3.2066 | 3.2066 | 1.6245 | 3.3254 | 3.3254 | 3.3254 | 1.4908 | 3.383 | 3.383 | 3.383 | 1.4717 | 3.3973 | 3.3973 | 3.3973 | 1.4976 | 3.13 | 3.13 | 3.13 | 1.6611 | 3.1483 | 3.1483 | 3.1483 | 1.7216 | 3.1658 | 3.1658 | 3.1658 | 1.6744 | 3.1824 | 3.1824 | 3.1824 | 1.6301 | 3.1965 | 3.1965 | 3.1965 | 1.5797 | 3.2117 | 3.2117 | 3.2117 | 1.5293 | 3.2289 | 3.2289 | 3.2289 | 1.4843 | 3.2518 | 3.2518 | 3.2518 | 1.4091 | 3.2912 | 3.2912 | 3.2912 | 1.3902 | 3.3249 | 3.3249 | 3.3249 | 1.3358 | 3.448 | 3.448 | 3.448 | 1.1551 | 3.3576 | 3.3576 | 3.3576 | 1.2851 | 3.5521 | 3.5521 | 3.5521 | 0.97703 | 3.6175 | 3.6175 | 3.6175 | 0.8805 | 3.6171 | 3.6171 | 3.6171 | 0.89333 | 3.1294 | 3.1294 | 3.1294 | 1.6611 | 3.1522 | 3.1522 | 3.1522 | 1.7227 | 3.1761 | 3.1761 | 3.1761 | 1.6749 | 3.2042 | 3.2042 | 3.2042 | 1.6231 | 3.2382 | 3.2382 | 3.2382 | 1.5609 | 3.2777 | 3.2777 | 3.2777 | 1.4973 | 3.3181 | 3.3181 | 3.3181 | 1.4386 | 3.3591 | 3.3591 | 3.3591 | 1.3491 | 3.3923 | 3.3923 | 3.3923 | 1.2946 | 3.4251 | 3.4251 | 3.4251 | 1.2201 | 3.555 | 3.555 | 3.555 | 0.95677 | 3.4549 | 3.4549 | 3.4549 | 1.1527 | 3.6358 | 3.6358 | 3.6358 | 0.7394 | 3.6486 | 3.6486 | 3.6486 | 0.66553 | 3.6474 | 3.6474 | 3.6474 | 0.64094 | 3.1294 | 3.1294 | 3.1294 | 1.6611 | 3.1515 | 3.1515 | 3.1515 | 1.7237 | 3.1761 | 3.1761 | 3.1761 | 1.6762 | 3.2081 | 3.2081 | 3.2081 | 1.6261 | 3.2444 | 3.2444 | 3.2444 | 1.5655 | 3.2842 | 3.2842 | 3.2842 | 1.4984 | 3.3242 | 3.3242 | 3.3242 | 1.4464 | 3.3653 | 3.3653 | 3.3653 | 1.3587 | 3.4138 | 3.4138 | 3.4138 | 1.2985 | 3.4614 | 3.4614 | 3.4614 | 1.2079 | 3.5639 | 3.5639 | 3.5639 | 0.90242 | 3.4993 | 3.4993 | 3.4993 | 1.1227 | 3.6158 | 3.6158 | 3.6158 | 0.6998 | 3.626 | 3.626 | 3.626 | 0.64504 | 3.6173 | 3.6173 | 3.6173 | 0.66254
ASPATRIA | STAINBURN & SIDDICK | HARKER / HUTTON | 314417 | 542840 | 13.9398 | 13.9398 | 13.1457 | 7.7449 | 14.133 | 14.133 | 12.9837 | 7.1067 | 14.2581 | 14.2581 | 12.151 | 6.7347 | 14.3991 | 14.3991 | 11.3135 | 6.4765 | 14.523 | 14.523 | 10.5135 | 6.0789 | 14.6572 | 14.4828 | 10.4091 | 5.639 | 14.7972 | 14.3533 | 10.316 | 5.2738 | 14.9546 | 14.2411 | 10.2353 | 4.9336 | 15.147 | 14.1171 | 10.1462 | 4.5157 | 15.2962 | 14.0111 | 10.0701 | 4.1839 | 15.7467 | 13.6264 | 9.7936 | 2.481 | 15.4418 | 13.956 | 10.0305 | 3.9194 | 16.0774 | 13.1227 | 9.4315 | -0.76317 | 16.254 | 16.254 | 11.7572 | -2.9758 | 16.3417 | 16.3417 | 11.8748 | -4.626 | 13.9336 | 13.9336 | 13.1457 | 7.7449 | 14.1175 | 14.1175 | 13.0363 | 7.2571 | 14.1427 | 14.1427 | 12.5606 | 7.1468 | 14.1906 | 14.1906 | 12.0819 | 7.1107 | 14.2362 | 14.2362 | 11.5871 | 6.9503 | 14.2677 | 14.2677 | 11.0941 | 6.7908 | 14.3192 | 14.3192 | 10.636 | 6.6473 | 14.3916 | 14.3916 | 10.5888 | 6.4192 | 14.4786 | 14.4786 | 10.5294 | 6.0953 | 14.5297 | 14.5297 | 10.5022 | 5.9443 | 14.7737 | 14.4573 | 10.3908 | 5.2576 | 14.5769 | 14.5769 | 10.483 | 5.8335 | 15.1515 | 14.1979 | 10.2043 | 4.2007 | 15.4566 | 15.4566 | 11.7167 | 3.3263 | 15.6429 | 15.6429 | 13.2838 | 2.761 | 13.9398 | 13.9398 | 13.1457 | 7.7449 | 14.1344 | 14.1344 | 13.031 | 7.2528 | 14.2598 | 14.2598 | 12.5136 | 6.9616 | 14.4006 | 14.4006 | 11.9936 | 6.8088 | 14.5257 | 14.5257 | 11.4616 | 6.56 | 14.6605 | 14.6605 | 10.9334 | 6.3271 | 14.7994 | 14.542 | 10.4516 | 6.18 | 14.9546 | 14.4647 | 10.3961 | 6.0108 | 15.1471 | 14.3488 | 10.3128 | 5.6311 | 15.2944 | 14.2407 | 10.235 | 5.2912 | 15.7408 | 13.9416 | 10.0201 | 4.009 | 15.4373 | 14.1782 | 10.1901 | 4.9933 | 16.0466 | 13.867 | 9.9665 | 2.8584 | 16.2107 | 16.2107 | 12.516 | 2.1215 | 16.2738 | 16.2738 | 12.8731 | 2.1015 | 13.9423 | 13.9423 | 13.1457 | 7.7449 | 14.168 | 14.168 | 12.9921 | 7.0701 | 14.3309 | 14.3309 | 12.4586 | 6.7112 | 14.4956 | 14.4956 | 11.9131 | 6.4732 | 14.6688 | 14.6688 | 11.3429 | 6.1 | 14.8752 | 14.8752 | 10.7721 | 5.6993 | 15.1073 | 14.2471 | 10.2397 | 5.3907 | 15.2396 | 14.0794 | 10.1191 | 5.1197 | 15.3729 | 13.9359 | 10.016 | 4.7606 | 15.4939 | 13.7095 | 9.8533 | 4.4648 | 15.9882 | 13.1989 | 9.4863 | 2.863 | 15.6034 | 13.6237 | 9.7916 | 4.2444 | 16.724 | 12.5163 | 8.9957 | -0.25159 | 17.1137 | 15.6374 | 11.2389 | -2.3268 | 17.224 | 15.7724 | 11.3359 | -3.7914 | 13.9423 | 13.9423 | 13.1457 | 7.7449 | 14.1599 | 14.1599 | 12.9969 | 7.0728 | 14.3278 | 14.3278 | 12.8902 | 6.7266 | 14.4993 | 14.4993 | 12.76 | 6.4772 | 14.6833 | 14.6833 | 12.6136 | 6.1103 | 14.8916 | 14.8916 | 12.4711 | 5.7554 | 14.9963 | 14.9963 | 12.3806 | 5.4975 | 15.0989 | 15.0989 | 12.3015 | 5.2379 | 15.3039 | 15.3039 | 12.1536 | 4.4654 | 15.5154 | 15.5154 | 12.0161 | 3.7055 | 16.2778 | 16.2778 | 11.8778 | 0.7854 | 15.7182 | 15.7182 | 11.9098 | 2.981 | 16.8646 | 15.6443 | 11.2439 | -1.9458 | 17.0658 | 16.4101 | 11.7943 | -3.3581 | 17.0686 | 16.1899 | 11.636 | -3.0211
ATHERTON TOWN CENTRE | ATHERTON | KEARSLEY | 367546 | 403338 | 32.0254 | 5.2727 | 3.7896 | 20.2924 | 28.1081 | 4.6278 | 3.3261 | 17.2628 | 25.4304 | 4.1869 | 3.0092 | 15.5287 | 24.4946 | 4.0329 | 2.8985 | 14.5772 | 22.0449 | 3.6295 | 2.6086 | 12.072 | 19.7425 | 3.2504 | 2.3362 | 9.8434 | 17.7307 | 2.9192 | 2.0981 | 8.1401 | 15.6218 | 2.572 | 1.8486 | 6.586 | 13.4951 | 2.2219 | 1.5969 | 5.0676 | 12.2228 | 2.0124 | 1.4463 | 4.4892 | 4.6068 | 0.75847 | 0.54513 | -0.25154 | 11.2284 | 1.8487 | 1.3287 | 3.9623 | 2.6844 | 0.44197 | 0.31765 | -11.4707 | 2.6844 | 0.44197 | 0.31765 | -20.9261 | 2.6844 | 0.44197 | 0.31765 | -27.6019 | 32.0254 | 5.2727 | 3.7896 | 20.2924 | 29.666 | 4.8843 | 3.5104 | 18.3688 | 28.7128 | 4.7273 | 3.3976 | 17.5451 | 28.113 | 4.6286 | 3.3267 | 17.196 | 26.2777 | 4.3264 | 3.1095 | 15.7633 | 24.755 | 4.0757 | 2.9293 | 14.6085 | 23.3016 | 3.8364 | 2.7573 | 13.5147 | 21.5545 | 3.5488 | 2.5506 | 12.2564 | 19.5106 | 3.2123 | 2.3087 | 10.8464 | 18.5221 | 3.0495 | 2.1918 | 10.3694 | 16.7238 | 2.7535 | 1.979 | 8.1832 | 18.3003 | 3.013 | 2.1655 | 9.8999 | 14.4781 | 2.3837 | 1.7132 | 6.2674 | 12.9027 | 2.1243 | 1.5268 | 4.8933 | 11.447 | 1.8847 | 1.3545 | 4.1329 | 32.0254 | 5.2727 | 3.7896 | 20.2924 | 29.4203 | 4.8438 | 3.4814 | 18.3495 | 27.3803 | 4.508 | 3.24 | 16.8396 | 26.6757 | 4.392 | 3.1566 | 15.956 | 24.1573 | 3.9773 | 2.8586 | 13.5931 | 21.7752 | 3.5851 | 2.5767 | 11.5754 | 19.9797 | 3.2895 | 2.3642 | 10.1265 | 18.1485 | 2.988 | 2.1475 | 8.7576 | 16.1307 | 2.6558 | 1.9088 | 7.3565 | 14.9246 | 2.4572 | 1.7661 | 6.809 | 9.8106 | 1.6152 | 1.1609 | 4.2941 | 13.8656 | 2.2829 | 1.6407 | 6.2668 | 4.8237 | 0.79418 | 0.57079 | 2.1021 | 0.81891 | 0.13483 | 0.096903 | 0.55769 | 2.6844 | 0.44197 | 0.31765 | -0.049282 | 32.0254 | 5.2727 | 3.7896 | 20.2924 | 27.1644 | 4.4724 | 3.2144 | 16.7786 | 25.7068 | 4.2324 | 3.0419 | 15.0585 | 24.7463 | 4.0743 | 2.9283 | 14.1794 | 21.8677 | 3.6003 | 2.5876 | 11.753 | 18.9383 | 3.1181 | 2.241 | 9.6633 | 16.4672 | 2.7112 | 1.9486 | 8.1601 | 14.235 | 2.3437 | 1.6844 | 6.8532 | 12.0517 | 1.9842 | 1.4261 | 5.5387 | 10.5786 | 1.7417 | 1.2518 | 5.0754 | 1.2647 | 0.20823 | 0.14966 | 0.61681 | 9.0462 | 1.4894 | 1.0704 | 4.6637 | 2.6844 | 0.44197 | 0.31765 | -10.2869 | 2.6844 | 0.44197 | 0.31765 | -19.3799 | 2.6844 | 0.44197 | 0.31765 | -25.4717 | 32.0254 | 5.2727 | 3.7896 | 20.2924 | 27.3372 | 4.5009 | 3.2349 | 16.6122 | 26.6089 | 4.381 | 3.1487 | 14.9735 | 25.8122 | 4.2498 | 3.0544 | 14.1818 | 22.8368 | 3.7599 | 2.7023 | 11.8345 | 20.1458 | 3.3169 | 2.3839 | 9.8441 | 17.8161 | 2.9333 | 2.1082 | 8.4232 | 15.0994 | 2.486 | 1.7867 | 6.857 | 10.6354 | 1.751 | 1.2585 | 3.7052 | 6.8567 | 1.1289 | 0.81137 | 1.3355 | 2.6844 | 0.44197 | 0.31765 | -8.3855 | 3.4692 | 0.57118 | 0.41052 | -1.0141 | 2.6844 | 0.44197 | 0.31765 | -18.4268 | 2.6844 | 0.44197 | 0.31765 | -24.7478 | 2.6844 | 0.44197 | 0.31765 | -23.7575
ATHLETIC ST | BURNLEY | ROCHDALE | 385381 | 432208 | 22.4044 | 14.0864 | 10.2758 | 11.4223 | 22.5635 | 13.9086 | 10.1461 | 10.5914 | 22.6384 | 13.8759 | 10.1223 | 10.4112 | 22.7377 | 13.8271 | 10.0866 | 10.1379 | 22.8439 | 13.7192 | 10.008 | 9.7853 | 22.9632 | 13.5804 | 9.9067 | 9.3567 | 23.0996 | 13.5496 | 9.8842 | 8.9999 | 23.252 | 13.5139 | 9.8582 | 8.8195 | 23.4237 | 13.4417 | 9.8055 | 8.4706 | 23.5391 | 13.3711 | 9.754 | 8.1837 | 23.9369 | 12.8904 | 9.4033 | 6.2468 | 23.6478 | 13.2931 | 9.6971 | 7.8864 | 24.3034 | 12.0053 | 8.7577 | 1.4219 | 24.5047 | 12.1828 | 8.8872 | -2.3348 | 24.6349 | 11.5851 | 8.4511 | -4.8633 | 22.3962 | 14.0864 | 10.2758 | 11.4223 | 22.5735 | 13.9287 | 10.1608 | 10.563 | 22.6093 | 13.9268 | 10.1594 | 10.5577 | 22.6681 | 13.9491 | 10.1757 | 10.443 | 22.7306 | 13.9282 | 10.1604 | 10.2059 | 22.7987 | 13.8929 | 10.1347 | 9.932 | 22.8917 | 13.8544 | 10.1066 | 9.6633 | 22.9814 | 13.7934 | 10.0621 | 9.4452 | 23.0676 | 13.7 | 9.9939 | 9.0197 | 23.1092 | 13.6435 | 9.9528 | 8.8095 | 23.2654 | 13.4211 | 9.7905 | 8.1824 | 23.1482 | 13.5992 | 9.9204 | 8.6891 | 23.4379 | 13.3563 | 9.7432 | 7.5235 | 23.5683 | 13.6441 | 9.9532 | 7.1532 | 23.6615 | 14.0573 | 10.2546 | 6.9633 | 22.4044 | 14.0864 | 10.2758 | 11.4223 | 22.5636 | 13.9412 | 10.1699 | 10.6232 | 22.6386 | 13.8829 | 10.1273 | 10.4752 | 22.7379 | 13.8221 | 10.0831 | 10.2504 | 22.8449 | 13.7555 | 10.0344 | 9.9689 | 22.9645 | 13.6903 | 9.9869 | 9.6577 | 23.1012 | 13.6429 | 9.9523 | 9.4368 | 23.2529 | 13.6208 | 9.9362 | 9.3581 | 23.4247 | 13.5565 | 9.8893 | 9.066 | 23.5395 | 13.4863 | 9.8381 | 8.8024 | 23.9291 | 13.1633 | 9.6024 | 7.8788 | 23.6469 | 13.4102 | 9.7826 | 8.5097 | 24.2625 | 12.935 | 9.4359 | 7.048 | 24.4472 | 13.7802 | 10.0524 | 6.6003 | 24.5447 | 13.6615 | 9.9659 | 6.4984 | 22.4072 | 14.0864 | 10.2758 | 11.4223 | 22.5678 | 13.9236 | 10.1571 | 10.6192 | 22.6523 | 13.8674 | 10.1161 | 10.4711 | 22.7736 | 13.8013 | 10.0678 | 10.2325 | 22.9148 | 13.7302 | 10.016 | 9.9032 | 23.0748 | 13.6336 | 9.9455 | 9.5369 | 23.2542 | 13.5416 | 9.8784 | 9.2685 | 23.4472 | 13.4688 | 9.8253 | 9.2037 | 23.6886 | 13.3347 | 9.7275 | 8.9384 | 23.8573 | 13.1956 | 9.626 | 8.7127 | 24.4554 | 12.6953 | 9.2611 | 6.9441 | 24.0128 | 13.02 | 9.4979 | 8.5196 | 25.0618 | 11.7648 | 8.5823 | 2.4247 | 25.4027 | 11.868 | 8.6575 | -1.1409 | 25.5863 | 11.2574 | 8.2121 | -3.4847 | 22.4072 | 14.0864 | 10.2758 | 11.4223 | 22.5496 | 13.932 | 10.1632 | 10.6704 | 22.6134 | 13.964 | 10.1865 | 10.5745 | 22.7158 | 13.9106 | 10.1476 | 10.3513 | 22.8405 | 13.8282 | 10.0874 | 10.0785 | 22.9836 | 13.7113 | 10.0022 | 9.768 | 23.1477 | 13.5699 | 9.899 | 9.5515 | 23.3349 | 13.4049 | 9.7787 | 9.368 | 23.6056 | 13.2756 | 9.6843 | 8.3046 | 23.8203 | 13.0601 | 9.5272 | 7.2197 | 24.5348 | 13.2678 | 9.6787 | 3.1375 | 24.0235 | 12.8446 | 9.37 | 6.1009 | 25.1155 | 12.1503 | 8.8635 | -1.0529 | 25.3712 | 11.4855 | 8.3785 | -3.4107 | 25.3831 | 11.4092 | 8.3229 | -2.6688
AVENHAM | PRESTON EAST | PENWORTHAM EAST / ROCHDALE | 354028 | 429192 | 29.0101 | 16.6132 | 12.1191 | 16.8391 | 29.1038 | 16.5069 | 12.0416 | 16.4311 | 29.1702 | 16.4408 | 11.9933 | 16.2217 | 29.2518 | 16.3492 | 11.9265 | 15.8501 | 29.3383 | 16.1793 | 11.8025 | 15.5725 | 29.4325 | 15.9815 | 11.6583 | 15.3673 | 29.5358 | 15.7354 | 11.4788 | 15.2198 | 29.6492 | 15.3769 | 11.2172 | 14.9564 | 29.7769 | 15.5874 | 11.3708 | 14.7156 | 29.8651 | 15.6879 | 11.4441 | 14.6294 | 30.1699 | 15.6632 | 11.4261 | 14.003 | 29.9483 | 15.6981 | 11.4515 | 14.417 | 30.3301 | 15.2774 | 11.1447 | 13.014 | 30.4089 | 14.9231 | 10.8862 | 11.8449 | 30.4442 | 14.6897 | 10.7159 | 10.9352 | 29.0065 | 16.6132 | 12.1191 | 16.8391 | 29.1188 | 16.5716 | 12.0887 | 16.6977 | 29.1702 | 16.5603 | 12.0805 | 16.7227 | 29.2406 | 16.5058 | 12.0408 | 16.4983 | 29.3192 | 16.481 | 12.0227 | 16.3541 | 29.4063 | 16.4387 | 11.9918 | 16.2773 | 29.5109 | 16.3652 | 11.9382 | 16.0881 | 29.6367 | 16.2202 | 11.8324 | 15.5651 | 29.7789 | 16.0845 | 11.7334 | 14.8014 | 29.8212 | 16.0563 | 11.7128 | 14.6965 | 29.9323 | 15.9345 | 11.624 | 14.5903 | 29.8612 | 16.0004 | 11.6721 | 14.6405 | 29.9978 | 15.4801 | 11.2925 | 14.5374 | 30.0346 | 16.149 | 11.7804 | 14.4743 | 30.0546 | 16.261 | 11.8622 | 14.6484 | 29.0101 | 16.6132 | 12.1191 | 16.8391 | 29.1038 | 16.569 | 12.0868 | 16.7467 | 29.1702 | 16.5101 | 12.0439 | 16.6 | 29.2518 | 16.4206 | 11.9786 | 16.2411 | 29.3383 | 16.2744 | 11.8719 | 15.975 | 29.4325 | 16.0798 | 11.73 | 15.7823 | 29.5358 | 15.8515 | 11.5634 | 15.6462 | 29.6492 | 15.5002 | 11.3072 | 15.3969 | 29.7769 | 15.6673 | 11.4291 | 15.1627 | 29.8651 | 15.7678 | 11.5024 | 15.0757 | 30.1699 | 15.8 | 11.5259 | 14.5582 | 29.9483 | 15.794 | 11.5215 | 14.8644 | 30.3301 | 15.5847 | 11.3688 | 14.1072 | 30.4089 | 15.4472 | 11.2685 | 13.949 | 30.4442 | 15.1801 | 11.0736 | 13.8724 | 29.0116 | 16.6132 | 12.1191 | 16.8391 | 29.1108 | 16.4686 | 12.0136 | 16.2999 | 29.1896 | 16.3765 | 11.9464 | 16.0809 | 29.2921 | 16.2738 | 11.8715 | 15.7192 | 29.4104 | 15.6655 | 11.4278 | 15.4488 | 29.5421 | 15.8616 | 11.5709 | 15.2585 | 29.6862 | 15.9349 | 11.6243 | 15.1321 | 29.8363 | 15.8993 | 11.5983 | 14.8949 | 30.0039 | 15.8108 | 11.5337 | 14.6648 | 30.08 | 15.7466 | 11.4869 | 14.5881 | 30.3222 | 15.2865 | 11.1513 | 14.0346 | 30.148 | 15.6512 | 11.4173 | 14.3892 | 30.5245 | 14.83 | 10.8183 | 13.202 | 30.5984 | 14.6345 | 10.6757 | 12.3019 | 30.6183 | 14.4759 | 10.5599 | 11.5548 | 29.0116 | 16.6132 | 12.1191 | 16.8391 | 29.0975 | 16.4652 | 12.0111 | 16.2608 | 29.1628 | 16.3577 | 11.9327 | 16.0684 | 29.2513 | 16.2257 | 11.8364 | 15.7494 | 29.354 | 15.8925 | 11.5934 | 15.5246 | 29.4679 | 15.6401 | 11.4092 | 15.382 | 29.5934 | 15.8639 | 11.5725 | 15.3038 | 29.7284 | 15.9078 | 11.6045 | 15.1155 | 29.8761 | 15.846 | 11.5594 | 14.8247 | 29.9598 | 15.7436 | 11.4847 | 14.6367 | 30.2297 | 15.2997 | 11.1609 | 13.7161 | 30.037 | 15.5899 | 11.3726 | 14.3229 | 30.4214 | 14.5035 | 10.5801 | 12.5454 | 30.4683 | 14.1757 | 10.3409 | 11.612 | 30.4538 | 14.2109 | 10.3666 | 11.8358
BAGULEY | SALE | CARRINGTON | 380562 | 389035 | 29.7123 | 10.6464 | 7.6518 | 11.9973 | 30.1246 | 10.5147 | 7.5571 | 11.1926 | 30.3129 | 10.0578 | 7.2287 | 11.0031 | 30.5063 | 9.4804 | 6.8138 | 10.1761 | 30.7022 | 8.8077 | 6.3302 | 9.0787 | 30.9113 | 8.1537 | 5.8602 | 8.0824 | 31.1297 | 7.5258 | 5.4089 | 7.2433 | 31.3515 | 7.3308 | 5.2688 | 5.9616 | 31.5773 | 7.2364 | 5.2009 | 5.4963 | 31.8023 | 7.1344 | 5.1276 | 5.1042 | 32.577 | 6.4585 | 4.6418 | 2.6422 | 32.0141 | 7.0055 | 5.035 | 4.8657 | 32.7239 | 5.3877 | 3.8723 | -3.8489 | 33.7318 | 6.8518 | 4.9245 | -8.8519 | 34.0132 | 8.1839 | 5.8819 | -13.0218 | 29.7148 | 10.6464 | 7.6518 | 11.9973 | 30.1475 | 10.5148 | 7.5572 | 11.161 | 30.2675 | 10.0867 | 7.2495 | 11.3088 | 30.4134 | 9.5978 | 6.8981 | 11.1385 | 30.5061 | 9.0649 | 6.5151 | 10.701 | 30.5707 | 8.5589 | 6.1515 | 10.4029 | 30.6341 | 8.0512 | 5.7866 | 10.1438 | 30.7503 | 7.908 | 5.6836 | 9.3238 | 30.9043 | 7.8241 | 5.6234 | 8.8497 | 31.0178 | 7.778 | 5.5902 | 8.5982 | 31.5769 | 7.5868 | 5.4528 | 7.5644 | 31.1418 | 7.7369 | 5.5606 | 8.4403 | 32.2002 | 7.5606 | 5.4339 | 6.2602 | 32.6508 | 9.598 | 6.8982 | 5.5447 | 33.0004 | 11.2932 | 8.1166 | 4.9957 | 29.7123 | 10.6464 | 7.6518 | 11.9973 | 30.125 | 10.5354 | 7.572 | 11.2429 | 30.3135 | 10.1037 | 7.2618 | 11.1132 | 30.5072 | 9.5501 | 6.8638 | 10.3641 | 30.7051 | 8.9163 | 6.4084 | 9.3879 | 30.9153 | 8.2778 | 5.9494 | 8.5821 | 31.1347 | 7.6702 | 5.5127 | 7.9624 | 31.3544 | 7.5025 | 5.3922 | 6.8717 | 31.5805 | 7.4477 | 5.3528 | 6.5251 | 31.8035 | 7.3703 | 5.2972 | 6.1924 | 32.5526 | 6.9206 | 4.9739 | 4.8538 | 32.0114 | 7.2554 | 5.2146 | 5.9642 | 33.1906 | 6.7681 | 4.8644 | 3.1906 | 33.5527 | 8.97 | 6.4469 | 2.2834 | 33.7323 | 10.9255 | 7.8523 | 1.8994 | 29.7118 | 10.6464 | 7.6518 | 11.9973 | 30.1192 | 10.5172 | 7.5589 | 11.2378 | 30.3137 | 10.0725 | 7.2393 | 11.0991 | 30.5365 | 9.4762 | 6.8107 | 10.3103 | 30.7768 | 8.7445 | 6.2849 | 9.2594 | 31.0245 | 8.1383 | 5.8492 | 8.3346 | 31.272 | 7.5424 | 5.4209 | 7.5993 | 31.5035 | 7.262 | 5.2193 | 6.4547 | 31.7687 | 7.0595 | 5.0738 | 6.0907 | 32.0516 | 6.8934 | 4.9544 | 5.7453 | 33.0986 | 6.0985 | 4.3831 | 3.0491 | 32.3135 | 6.7792 | 4.8723 | 5.5295 | 29.0743 | 4.7869 | 3.4404 | -3.2711 | 34.9539 | 6.2675 | 4.5046 | -8.1176 | 35.2686 | 7.6164 | 5.4741 | -11.8564 | 29.7118 | 10.6464 | 7.6518 | 11.9973 | 30.088 | 10.5308 | 7.5687 | 11.294 | 30.2445 | 10.5554 | 7.5864 | 11.2091 | 30.4351 | 10.3367 | 7.4292 | 10.4443 | 30.6523 | 10.2165 | 7.3428 | 9.4126 | 30.8786 | 10.0644 | 7.2335 | 8.524 | 31.1113 | 9.9095 | 7.1221 | 7.8099 | 31.3417 | 9.6193 | 6.9136 | 6.5813 | 31.6783 | 9.3026 | 6.6859 | 5.2487 | 32.0524 | 8.9831 | 6.4563 | 3.8783 | 33.3605 | 8.4712 | 6.0884 | -1.5115 | 32.4092 | 8.749 | 6.2881 | 2.6354 | 34.5389 | 6.8941 | 4.9549 | -7.5607 | 34.9905 | 8.2221 | 5.9094 | -11.0209 | 34.9366 | 8.0428 | 5.7805 | -10.8542
BAMBER BRIDGE | RIBBLE | PENWORTHAM EAST / ROCHDALE | 356431 | 426698 | 30.5194 | 12.6808 | 9.114 | 13.734 | 30.6552 | 12.0994 | 8.6961 | 10.5936 | 30.7362 | 12.0535 | 8.6631 | 9.7584 | 30.8493 | 11.9795 | 8.6099 | 9.5514 | 30.9521 | 11.8392 | 8.5091 | 9.1619 | 31.0648 | 11.722 | 8.4249 | 8.7579 | 31.1913 | 11.5929 | 8.3321 | 8.4095 | 31.34 | 11.4471 | 8.2273 | 8.1297 | 31.5057 | 11.2751 | 8.1036 | 7.6888 | 31.6549 | 11.1199 | 7.9921 | 7.3588 | 32.384 | 10.1647 | 7.3056 | 5.0017 | 31.8189 | 10.9559 | 7.8742 | 7.0742 | 33.524 | 8.5547 | 6.1484 | -0.27105 | 34.4036 | 7.5451 | 5.4228 | -4.9309 | 35.3693 | 6.6667 | 4.7915 | -8.2058 | 30.5106 | 12.6808 | 9.114 | 13.734 | 30.6592 | 12.4449 | 8.9444 | 12.4016 | 30.6684 | 12.3822 | 8.8994 | 12.1859 | 30.7147 | 12.3014 | 8.8413 | 12.1394 | 30.7506 | 12.2888 | 8.8322 | 11.9266 | 30.7782 | 12.2894 | 8.8326 | 11.7224 | 30.8339 | 12.2434 | 8.7995 | 11.4684 | 30.9198 | 12.1847 | 8.7573 | 11.1417 | 31.0371 | 12.0735 | 8.6775 | 10.6154 | 31.1121 | 12.0038 | 8.6273 | 10.3598 | 31.5361 | 11.7919 | 8.4751 | 9.2321 | 31.1995 | 11.9559 | 8.5929 | 10.1338 | 32.1648 | 11.4893 | 8.2576 | 8.1617 | 32.8858 | 11.2105 | 8.0572 | 7.1933 | 33.5169 | 10.8933 | 7.8293 | 6.6542 | 30.5194 | 12.6808 | 9.114 | 13.734 | 30.6572 | 12.3701 | 8.8906 | 11.9844 | 30.739 | 12.2891 | 8.8324 | 11.4581 | 30.853 | 12.3033 | 8.8426 | 11.2586 | 30.9648 | 12.1758 | 8.751 | 10.9081 | 31.0824 | 12.0768 | 8.6799 | 10.5753 | 31.2127 | 11.9588 | 8.595 | 10.304 | 31.3516 | 11.8485 | 8.5158 | 10.0794 | 31.5185 | 11.6727 | 8.3894 | 9.6655 | 31.66 | 11.5209 | 8.2803 | 9.3362 | 32.2861 | 10.7673 | 7.7387 | 7.9334 | 31.8082 | 11.3562 | 8.162 | 9.0412 | 33.0491 | 9.9192 | 7.1292 | 6.619 | 33.7436 | 9.6111 | 6.9077 | 5.4851 | 34.3346 | 9.2583 | 6.6542 | 4.9742 | 30.5231 | 12.6808 | 9.114 | 13.734 | 30.6592 | 11.9687 | 8.6021 | 9.6807 | 30.7474 | 11.8592 | 8.5234 | 8.6965 | 30.8762 | 11.7546 | 8.4483 | 8.533 | 31.0185 | 11.584 | 8.3256 | 8.173 | 31.2002 | 11.401 | 8.1941 | 7.8002 | 31.4117 | 11.1645 | 8.0242 | 7.5035 | 31.6494 | 10.9255 | 7.8524 | 7.2923 | 31.9389 | 10.6789 | 7.6751 | 6.8858 | 32.2244 | 10.4158 | 7.4861 | 6.5423 | 33.6612 | 9.2589 | 6.6546 | 3.9985 | 32.5435 | 10.2033 | 7.3333 | 6.2526 | 35.6078 | 7.8607 | 5.6496 | -1.4366 | 36.9083 | 6.6739 | 4.7966 | -6.0422 | 35.5953 | 5.8605 | 4.2121 | -8.7886 | 30.5231 | 12.6808 | 9.114 | 13.734 | 30.6509 | 11.8999 | 8.5527 | 9.2563 | 30.7309 | 11.7992 | 8.4803 | 8.228 | 30.8662 | 11.7235 | 8.4259 | 8.1031 | 31.0429 | 11.5441 | 8.297 | 7.7557 | 31.265 | 11.3808 | 8.1796 | 7.4046 | 31.5389 | 11.1524 | 8.0154 | 7.1141 | 31.8761 | 10.917 | 7.8462 | 6.7547 | 32.2927 | 10.4663 | 7.5224 | 5.5334 | 32.6956 | 10.0241 | 7.2045 | 4.3647 | 34.4095 | 8.5583 | 6.151 | -0.47294 | 33.1152 | 9.5955 | 6.8965 | 3.232 | 36.2663 | 7.1099 | 5.1101 | -5.5375 | 37.184 | 6.1749 | 4.438 | -8.8404 | 36.1866 | 5.9579 | 4.282 | -8.4745
BARBARA ST | BOLTON | KEARSLEY | 370695 | 407609 | 24.5289 | 9.2157 | 6.7227 | 10.6365 | 24.6224 | 8.6912 | 6.3401 | 7.885 | 24.7015 | 8.4524 | 6.1659 | 7.2265 | 24.8174 | 8.2976 | 6.053 | 7.1044 | 24.9301 | 8.0925 | 5.9034 | 6.6798 | 25.0511 | 7.8816 | 5.7495 | 6.43 | 25.1778 | 7.6234 | 5.5612 | 6.0946 | 25.3009 | 7.4049 | 5.4018 | 5.9042 | 25.444 | 7.4537 | 5.4373 | 5.5495 | 25.549 | 7.4249 | 5.4163 | 5.365 | 25.966 | 6.9081 | 5.0394 | 3.4618 | 25.6539 | 7.3906 | 5.3913 | 5.2006 | 26.4867 | 5.6142 | 4.0955 | -1.8137 | 26.8457 | 4.865 | 3.5489 | -6.2969 | 25.2837 | 4.1013 | 2.9918 | -9.2247 | 24.5347 | 9.2157 | 6.7227 | 10.6365 | 24.6413 | 8.9908 | 6.5587 | 9.4859 | 24.6607 | 8.917 | 6.5048 | 9.2873 | 24.7164 | 8.8856 | 6.4819 | 9.3543 | 24.7672 | 8.7807 | 6.4054 | 9.164 | 24.8172 | 8.7317 | 6.3696 | 9.1551 | 24.8634 | 8.6363 | 6.3 | 8.9902 | 24.9276 | 8.5659 | 6.2487 | 8.787 | 25.0186 | 8.4523 | 6.1658 | 8.39 | 25.0495 | 8.4057 | 6.1319 | 8.311 | 25.2017 | 8.1074 | 5.9142 | 7.7989 | 25.0827 | 8.3437 | 6.0866 | 8.214 | 25.4117 | 7.702 | 5.6185 | 7.405 | 25.6301 | 7.8071 | 5.6952 | 7.0565 | 25.8127 | 7.5991 | 5.5435 | 6.9875 | 24.5289 | 9.2157 | 6.7227 | 10.6365 | 24.623 | 8.8558 | 6.4602 | 8.7516 | 24.7024 | 8.6412 | 6.3036 | 8.2358 | 24.8186 | 8.4897 | 6.1931 | 8.1521 | 24.9341 | 8.29 | 6.0474 | 7.8114 | 25.0566 | 8.1051 | 5.9126 | 7.6763 | 25.1844 | 7.9014 | 5.7639 | 7.4832 | 25.3044 | 7.6375 | 5.5714 | 7.347 | 25.4479 | 7.7052 | 5.6208 | 7.099 | 25.5506 | 7.7053 | 5.6209 | 6.9314 | 25.9361 | 7.4037 | 5.4009 | 6.1521 | 25.6507 | 7.6492 | 5.58 | 6.682 | 26.3305 | 6.9317 | 5.0566 | 5.4976 | 26.6261 | 7.0074 | 5.1118 | 4.9706 | 26.8155 | 6.7752 | 4.9424 | 4.9415 | 24.5244 | 9.2157 | 6.7227 | 10.6365 | 24.6239 | 8.5022 | 6.2023 | 6.9391 | 24.7099 | 8.237 | 6.0088 | 6.1944 | 24.8445 | 8.0486 | 5.8713 | 6.0995 | 24.9918 | 7.7242 | 5.6347 | 5.7019 | 25.1623 | 7.4143 | 5.4086 | 5.4554 | 25.3457 | 7.3721 | 5.3779 | 5.2186 | 25.5253 | 7.3554 | 5.3657 | 4.9978 | 25.7411 | 7.2782 | 5.3093 | 4.7433 | 25.907 | 7.1378 | 5.207 | 4.5392 | 26.6891 | 6.2868 | 4.5861 | 2.8376 | 26.0685 | 6.9899 | 5.099 | 4.273 | 27.5807 | 5.3365 | 3.8929 | -2.1726 | 26.7568 | 4.3402 | 3.1661 | -6.4751 | 22.4835 | 3.647 | 2.6605 | -9.0994 | 24.5244 | 9.2157 | 6.7227 | 10.6365 | 24.6077 | 8.4447 | 6.1603 | 6.4709 | 24.6753 | 8.1658 | 5.9568 | 5.7225 | 24.7968 | 7.9108 | 5.7708 | 5.6295 | 24.9427 | 7.5067 | 5.476 | 5.2751 | 25.1117 | 7.5993 | 5.5436 | 5.0344 | 25.3103 | 7.5415 | 5.5015 | 4.8641 | 25.531 | 7.3857 | 5.3878 | 4.5205 | 25.7404 | 7.0222 | 5.1226 | 3.3468 | 25.9675 | 6.5618 | 4.7868 | 2.2188 | 26.8122 | 5.7135 | 4.1679 | -2.2439 | 26.1861 | 6.2648 | 4.5701 | 1.0757 | 26.7353 | 4.3367 | 3.1636 | -6.8346 | 22.1788 | 3.5976 | 2.6244 | -9.7353 | 22.0734 | 3.5805 | 2.6119 | -8.8031
BARROW | BARROW & SANDGATE | HARKER / HUTTON | 319709 | 470489 | 21.1662 | 13.826 | 9.9371 | 16.6691 | 21.3297 | 13.6177 | 9.7873 | 15.7669 | 21.4088 | 13.2092 | 9.4937 | 15.3718 | 21.5132 | 12.8131 | 9.209 | 15.1577 | 21.6276 | 12.3843 | 8.9008 | 14.7822 | 21.7575 | 11.9823 | 8.6119 | 14.385 | 21.9075 | 11.6065 | 8.3419 | 14.0767 | 22.077 | 11.5178 | 8.2781 | 13.8067 | 22.2678 | 11.4234 | 8.2102 | 13.4931 | 22.3994 | 11.3222 | 8.1375 | 13.1739 | 22.853 | 10.7734 | 7.7431 | 10.8148 | 22.5243 | 11.2478 | 8.084 | 12.9243 | 23.2543 | 9.581 | 6.8861 | 4.7187 | 23.4569 | 9.0353 | 6.4939 | -0.079182 | 23.5471 | 8.7587 | 6.295 | -3.1809 | 21.1602 | 13.826 | 9.9371 | 16.6691 | 21.3346 | 13.6776 | 9.8303 | 15.9002 | 21.3631 | 13.6435 | 9.8059 | 15.7891 | 21.4125 | 13.6032 | 9.7769 | 15.7815 | 21.4658 | 13.5271 | 9.7222 | 15.606 | 21.5246 | 13.4539 | 9.6696 | 15.4312 | 21.6069 | 13.3923 | 9.6253 | 15.2487 | 21.7179 | 13.3108 | 9.5668 | 14.9501 | 21.8441 | 13.2139 | 9.4971 | 14.5713 | 21.8892 | 13.1613 | 9.4593 | 14.3657 | 22.062 | 12.9742 | 9.3248 | 13.5919 | 21.9329 | 13.1181 | 9.4283 | 14.1826 | 22.2412 | 12.7637 | 9.1735 | 12.8778 | 22.3501 | 12.9807 | 9.3295 | 12.5361 | 22.4127 | 13.2586 | 9.5292 | 12.4633 | 21.1662 | 13.826 | 9.9371 | 16.6691 | 21.3305 | 13.6744 | 9.828 | 15.9498 | 21.4097 | 13.2825 | 9.5464 | 15.6184 | 21.5142 | 12.8881 | 9.2629 | 15.4544 | 21.6288 | 12.4726 | 8.9643 | 15.161 | 21.7587 | 12.093 | 8.6915 | 14.8931 | 21.9073 | 11.745 | 8.4414 | 14.7315 | 22.0755 | 11.6698 | 8.3873 | 14.5731 | 22.2653 | 11.5855 | 8.3267 | 14.3162 | 22.3957 | 11.4873 | 8.2561 | 14.018 | 22.8432 | 11.1649 | 8.0244 | 12.9909 | 22.5192 | 11.4098 | 8.2004 | 13.7619 | 23.2186 | 10.8816 | 7.8208 | 12.1308 | 23.3966 | 11.07 | 7.9562 | 11.6905 | 23.4655 | 11.4226 | 8.2096 | 11.7191 | 21.1687 | 13.826 | 9.9371 | 16.6691 | 21.3361 | 13.5832 | 9.7625 | 15.7297 | 21.4273 | 13.1736 | 9.4681 | 15.3621 | 21.5586 | 12.7611 | 9.1717 | 15.181 | 21.7149 | 12.3162 | 8.8519 | 14.8472 | 21.8917 | 11.9209 | 8.5678 | 14.5253 | 22.0894 | 11.5472 | 8.2992 | 14.3253 | 22.3043 | 11.4628 | 8.2386 | 14.1911 | 22.5738 | 11.365 | 8.1682 | 13.9961 | 22.7636 | 11.2695 | 8.0996 | 13.765 | 23.4577 | 10.6317 | 7.6412 | 11.6589 | 22.938 | 11.1898 | 8.0423 | 13.5939 | 24.2297 | 9.3966 | 6.7535 | 5.8572 | 24.6842 | 8.8594 | 6.3674 | 1.2792 | 24.9374 | 8.6577 | 6.2225 | -1.6392 | 21.1687 | 13.826 | 9.9371 | 16.6691 | 21.3192 | 13.5921 | 9.7689 | 15.745 | 21.391 | 13.181 | 9.4735 | 15.4219 | 21.5049 | 12.7495 | 9.1633 | 15.2678 | 21.645 | 12.3327 | 8.8637 | 14.9696 | 21.807 | 11.9046 | 8.5561 | 14.7027 | 21.9921 | 11.5461 | 8.2984 | 14.5539 | 22.2072 | 11.4201 | 8.2079 | 14.259 | 22.5248 | 11.1345 | 8.0026 | 12.969 | 22.775 | 10.8333 | 7.7861 | 11.5975 | 23.622 | 9.7319 | 6.9945 | 6.462 | 23.0103 | 10.5453 | 7.5791 | 10.2926 | 24.3547 | 8.5222 | 6.1251 | 1.1535 | 24.7138 | 8.6653 | 6.2279 | -1.8497 | 24.7571 | 8.7198 | 6.2671 | -0.79819
BARTON DOCK RD | BARTON | CARRINGTON | 378864 | 395534 | 22.4125 | 12.1212 | 8.8422 | 10.111 | 22.4551 | 11.9533 | 8.7197 | 9.675 | 22.5375 | 11.8587 | 8.6508 | 9.5059 | 22.6601 | 11.7092 | 8.5417 | 9.3249 | 22.7643 | 11.5224 | 8.4055 | 9.0359 | 22.8648 | 11.5341 | 8.4139 | 8.9287 | 22.9716 | 11.5748 | 8.4436 | 8.6807 | 23.0929 | 11.585 | 8.4511 | 8.4799 | 23.2294 | 11.5715 | 8.4413 | 8.299 | 23.3555 | 11.5382 | 8.4169 | 8.1106 | 25.7711 | 10.9806 | 8.0102 | 5.447 | 24.4522 | 11.3512 | 8.2806 | 7.0466 | 26.9119 | 10.4093 | 7.5934 | 3.3198 | 27.5849 | 10.0537 | 7.334 | 1.4642 | 28.0955 | 9.7529 | 7.1146 | -0.033643 | 22.4149 | 12.1212 | 8.8422 | 10.111 | 22.4717 | 12.0721 | 8.8064 | 10.0695 | 22.4596 | 12.084 | 8.8151 | 10.1548 | 22.4952 | 12.0689 | 8.8041 | 10.1532 | 22.5138 | 12.0459 | 8.7873 | 10.1145 | 22.5161 | 12.0193 | 8.7679 | 10.0822 | 22.5185 | 11.9818 | 8.7406 | 9.9756 | 22.5509 | 11.9173 | 8.6935 | 9.7807 | 22.6233 | 11.8483 | 8.6432 | 9.5491 | 22.6917 | 11.8074 | 8.6133 | 9.4328 | 23.0691 | 11.6007 | 8.4626 | 8.922 | 22.7788 | 11.7618 | 8.5801 | 9.3309 | 23.641 | 11.4471 | 8.3505 | 8.2507 | 24.1791 | 11.5457 | 8.4224 | 7.5118 | 24.6119 | 11.5566 | 8.4304 | 6.8831 | 22.4125 | 12.1212 | 8.8422 | 10.111 | 22.4565 | 12.0467 | 8.7879 | 10.0219 | 22.5395 | 11.952 | 8.7188 | 9.9026 | 22.6628 | 11.7904 | 8.6009 | 9.7259 | 22.7735 | 11.598 | 8.4606 | 9.4453 | 22.8776 | 11.6051 | 8.4658 | 9.3481 | 22.9871 | 11.6379 | 8.4897 | 9.1181 | 23.102 | 11.6627 | 8.5078 | 8.9359 | 23.2394 | 11.6591 | 8.5051 | 8.757 | 23.362 | 11.6259 | 8.4809 | 8.5721 | 25.6573 | 11.1469 | 8.1315 | 6.1506 | 24.4389 | 11.4543 | 8.3557 | 7.509 | 26.4466 | 10.8172 | 7.891 | 5.0948 | 27.1054 | 10.6565 | 7.7738 | 4.1104 | 27.4891 | 10.5247 | 7.6776 | 3.4187 | 22.4124 | 12.1212 | 8.8422 | 10.111 | 22.4602 | 11.8865 | 8.671 | 9.4882 | 22.5458 | 11.7623 | 8.5804 | 9.3145 | 22.6721 | 11.5547 | 8.429 | 9.1484 | 22.7931 | 11.5893 | 8.4542 | 8.8623 | 22.9387 | 11.6188 | 8.4757 | 8.7516 | 23.1039 | 11.5947 | 8.4582 | 8.4844 | 23.2834 | 11.5451 | 8.422 | 8.2773 | 23.4956 | 11.4956 | 8.3859 | 8.0641 | 23.7177 | 11.4144 | 8.3266 | 7.8302 | 26.8307 | 10.5391 | 7.6882 | 4.3457 | 24.9112 | 11.2058 | 8.1745 | 6.7356 | 28.8991 | 9.9252 | 7.2403 | 0.99823 | 29.6083 | 9.5312 | 6.9529 | -0.86479 | 29.7473 | 9.3574 | 6.8261 | -1.6111 | 22.4124 | 12.1212 | 8.8422 | 10.111 | 22.4604 | 11.8642 | 8.6548 | 9.3942 | 22.5479 | 11.6613 | 8.5067 | 9.2171 | 22.6863 | 11.6566 | 8.5033 | 9.0534 | 22.8479 | 11.6974 | 8.5331 | 8.7492 | 23.034 | 11.6951 | 8.5314 | 8.6192 | 23.4855 | 11.5937 | 8.4574 | 8.0968 | 24.7598 | 11.3151 | 8.2542 | 6.7947 | 26.1812 | 11.0222 | 8.0406 | 5.3658 | 27.3001 | 10.7039 | 7.8084 | 4.0655 | 28.2365 | 10.189 | 7.4328 | 2.127 | 27.4943 | 10.5037 | 7.6623 | 3.7069 | 29.2257 | 9.5105 | 6.9378 | -0.24834 | 29.7216 | 9.2424 | 6.7422 | -1.553 | 29.6226 | 9.1707 | 6.6899 | -1.5417
BEDFORD | ATHERTON | KEARSLEY | 366258 | 399876 | 28.8666 | 10.4157 | 7.4859 | 10.2556 | 29.135 | 10.2556 | 7.3709 | 9.5663 | 29.3285 | 10.0799 | 7.2446 | 8.7457 | 29.5752 | 9.9832 | 7.1751 | 8.519 | 29.8404 | 9.7975 | 7.0417 | 7.7923 | 30.136 | 9.6273 | 6.9193 | 7.1826 | 30.3832 | 9.4373 | 6.7828 | 6.677 | 30.6583 | 9.2595 | 6.655 | 5.9227 | 30.972 | 9.0583 | 6.5103 | 5.2652 | 31.2105 | 8.9228 | 6.413 | 4.8202 | 32.1214 | 8.0033 | 5.7522 | 1.5968 | 31.4484 | 8.7747 | 6.3065 | 4.38 | 33.1535 | 6.405 | 4.6034 | -5.2834 | 33.8734 | 5.7293 | 4.1178 | -11.1457 | 32.7647 | 5.3945 | 3.8771 | -15.2185 | 28.8486 | 10.4157 | 7.4859 | 10.2556 | 29.1361 | 10.2694 | 7.3808 | 9.5436 | 29.2256 | 10.146 | 7.2921 | 9.0901 | 29.3594 | 10.0981 | 7.2577 | 9.1297 | 29.4995 | 9.9726 | 7.1675 | 8.671 | 29.6421 | 9.8726 | 7.0956 | 8.3555 | 29.7766 | 9.7861 | 7.0335 | 8.0245 | 29.9568 | 9.6448 | 6.9319 | 7.2666 | 30.169 | 9.4951 | 6.8243 | 6.4965 | 30.2862 | 9.4162 | 6.7676 | 6.0659 | 30.8082 | 9.0403 | 6.4974 | 4.179 | 30.4078 | 9.3322 | 6.7072 | 5.6298 | 31.4559 | 8.6253 | 6.1992 | 2.4029 | 32.0297 | 8.933 | 6.4203 | 1.0075 | 32.5099 | 9.299 | 6.6834 | 0.21731 | 28.8666 | 10.4157 | 7.4859 | 10.2556 | 29.1377 | 10.2866 | 7.3932 | 9.6477 | 29.3318 | 10.1537 | 7.2977 | 8.8972 | 29.5791 | 10.0787 | 7.2438 | 8.7264 | 29.8492 | 9.899 | 7.1146 | 8.0909 | 30.1459 | 9.7438 | 7.003 | 7.6246 | 30.3925 | 9.5783 | 6.8841 | 7.2873 | 30.6624 | 9.4222 | 6.7719 | 6.6701 | 30.9756 | 9.2239 | 6.6294 | 6.0564 | 31.2094 | 9.0993 | 6.5398 | 5.5973 | 32.0653 | 8.3752 | 6.0194 | 3.4655 | 31.4383 | 8.9412 | 6.4262 | 5.1091 | 32.8756 | 7.7136 | 5.5439 | 1.1583 | 33.473 | 7.8564 | 5.6465 | -0.31259 | 33.9128 | 8.2224 | 5.9096 | -1.0193 | 28.8741 | 10.4157 | 7.4859 | 10.2556 | 29.1504 | 10.2654 | 7.3779 | 9.587 | 29.3714 | 10.1031 | 7.2613 | 8.8119 | 29.6749 | 9.9974 | 7.1853 | 8.6204 | 30.0347 | 9.7421 | 7.0019 | 7.9341 | 30.3583 | 9.5439 | 6.8594 | 7.356 | 30.706 | 9.3495 | 6.7197 | 6.9021 | 31.0618 | 9.1192 | 6.5541 | 6.2439 | 31.4946 | 8.8826 | 6.3841 | 5.6569 | 31.8269 | 8.6299 | 6.2025 | 5.2316 | 33.2256 | 7.5924 | 5.4568 | 2.0049 | 32.1594 | 8.5052 | 6.1129 | 4.7646 | 34.882 | 5.7756 | 4.151 | -4.7314 | 31.1675 | 5.1315 | 3.6881 | -9.8447 | 30.2314 | 4.9774 | 3.5773 | -13.3967 | 28.8741 | 10.4157 | 7.4859 | 10.2556 | 29.1255 | 10.2969 | 7.4006 | 9.6399 | 29.3183 | 10.1805 | 7.3169 | 8.9223 | 29.6009 | 10.0776 | 7.2429 | 8.7721 | 29.9623 | 9.8806 | 7.1014 | 8.1535 | 30.2844 | 9.6729 | 6.9521 | 7.6311 | 30.609 | 9.462 | 6.8005 | 7.2515 | 30.9795 | 9.1569 | 6.5813 | 6.5051 | 31.4817 | 8.7943 | 6.3207 | 4.9224 | 31.908 | 8.3907 | 6.0305 | 3.434 | 33.5232 | 6.6689 | 4.7931 | -2.6604 | 32.3288 | 7.9753 | 5.732 | 1.925 | 29.6259 | 4.8777 | 3.5057 | -8.6672 | 32.6765 | 5.3799 | 3.8667 | -12.4434 | 31.5872 | 5.2006 | 3.7378 | -11.9882
BELGRAVE | GREENHILL | WHITEGATE | 393008 | 403366 | 22.9806 | 14.4761 | 10.5601 | 12.151 | 23.2469 | 14.3264 | 10.4509 | 11.4758 | 23.3571 | 14.0436 | 10.2446 | 11.1722 | 23.475 | 13.782 | 10.0538 | 10.9384 | 23.593 | 13.5492 | 9.8839 | 10.6467 | 23.7161 | 13.4555 | 9.8156 | 10.3922 | 23.8431 | 13.3364 | 9.7287 | 10.0638 | 23.9707 | 13.1113 | 9.5645 | 9.7262 | 24.1017 | 13.1381 | 9.584 | 9.442 | 24.2186 | 13.0717 | 9.5356 | 9.2023 | 24.5747 | 12.6101 | 9.1989 | 7.4504 | 24.3254 | 13.0002 | 9.4835 | 8.9887 | 24.8345 | 11.6442 | 8.4943 | 2.9475 | 24.9829 | 10.8817 | 7.9381 | -0.67749 | 25.064 | 10.1435 | 7.3995 | -3.303 | 22.9814 | 14.4761 | 10.5601 | 12.151 | 23.2589 | 14.3581 | 10.474 | 11.5512 | 23.2622 | 14.2077 | 10.3643 | 11.4344 | 23.2991 | 14.0603 | 10.2568 | 11.3439 | 23.3264 | 13.9081 | 10.1458 | 11.1986 | 23.3468 | 13.7848 | 10.0559 | 11.122 | 23.3928 | 13.6446 | 9.9535 | 10.9234 | 23.4654 | 13.574 | 9.902 | 10.6032 | 23.5535 | 13.4919 | 9.8421 | 10.3041 | 23.6028 | 13.4712 | 9.8271 | 10.1612 | 23.7925 | 13.3249 | 9.7203 | 9.5623 | 23.6496 | 13.4374 | 9.8024 | 10.0143 | 24.0115 | 13.1659 | 9.6043 | 8.9596 | 24.1467 | 13.2445 | 9.6617 | 8.5842 | 24.1892 | 13.1229 | 9.573 | 8.3481 | 22.9806 | 14.4761 | 10.5601 | 12.151 | 23.2469 | 14.3634 | 10.4779 | 11.5933 | 23.3571 | 14.1714 | 10.3379 | 11.3426 | 23.4751 | 13.9671 | 10.1888 | 11.1588 | 23.5931 | 13.8012 | 10.0678 | 10.9437 | 23.7163 | 13.6367 | 9.9478 | 10.812 | 23.8433 | 13.4628 | 9.8209 | 10.631 | 23.9708 | 13.3066 | 9.707 | 10.4044 | 24.1019 | 13.2774 | 9.6857 | 10.1864 | 24.2187 | 13.2266 | 9.6486 | 9.9722 | 24.5718 | 12.9373 | 9.4376 | 9.1195 | 24.3253 | 13.1597 | 9.5999 | 9.7557 | 24.8199 | 12.6966 | 9.262 | 8.3108 | 24.9623 | 12.5435 | 9.1503 | 7.8315 | 25.0317 | 12.3368 | 8.9995 | 7.6842 | 22.9805 | 14.4761 | 10.5601 | 12.151 | 23.246 | 14.3 | 10.4316 | 11.4529 | 23.3595 | 14.0795 | 10.2708 | 11.1724 | 23.4917 | 13.8939 | 10.1354 | 10.9628 | 23.6303 | 13.6386 | 9.9492 | 10.7007 | 23.7688 | 13.3934 | 9.7703 | 10.494 | 23.9054 | 13.2575 | 9.6712 | 10.2342 | 24.0322 | 13.1937 | 9.6246 | 9.9796 | 24.1741 | 13.0792 | 9.5411 | 9.764 | 24.307 | 12.9918 | 9.4774 | 9.572 | 24.7688 | 12.3873 | 9.0364 | 7.9846 | 24.4232 | 12.8912 | 9.404 | 9.4097 | 25.2779 | 11.3387 | 8.2714 | 3.6652 | 25.5418 | 10.4965 | 7.6571 | 0.19988 | 25.6889 | 9.9699 | 7.2729 | -2.2763 | 22.9805 | 14.4761 | 10.5601 | 12.151 | 23.2218 | 14.3086 | 10.4379 | 11.4676 | 23.307 | 14.2209 | 10.3739 | 11.2218 | 23.4123 | 14.1143 | 10.2962 | 11.0306 | 23.5239 | 13.8564 | 10.108 | 10.7936 | 23.6353 | 13.8826 | 10.1272 | 10.6294 | 23.7457 | 13.8049 | 10.0705 | 10.4105 | 23.855 | 13.6654 | 9.9687 | 10.0805 | 24.026 | 13.3787 | 9.7596 | 9.1264 | 24.209 | 13.1271 | 9.576 | 8.1489 | 24.8208 | 12.0034 | 8.7563 | 4.3619 | 24.3799 | 12.8459 | 9.3709 | 7.1769 | 25.3366 | 10.7013 | 7.8064 | 0.39824 | 25.5323 | 10.1275 | 7.3878 | -1.9738 | 25.5177 | 10.0459 | 7.3284 | -1.5361
BENCHILL | WEST DIDSBURY | SOUTH MANCHESTER | 382454 | 388020 | 14.9899 | 14.9899 | 14.9899 | 10.2915 | 15.0425 | 15.0425 | 15.0425 | 10.0104 | 15.0733 | 15.0733 | 15.0733 | 9.9468 | 15.1157 | 15.1157 | 15.1157 | 9.3438 | 15.1614 | 15.1614 | 15.1614 | 8.7375 | 15.213 | 15.213 | 15.213 | 8.1168 | 15.2669 | 15.2669 | 15.2669 | 7.4863 | 15.3257 | 15.3257 | 15.3257 | 6.8791 | 15.392 | 15.392 | 15.392 | 6.7618 | 15.4385 | 15.4385 | 15.4385 | 6.6527 | 15.5912 | 15.5912 | 15.5912 | 6.0714 | 15.4816 | 15.4816 | 15.4816 | 6.5838 | 15.6851 | 15.6851 | 15.6851 | 4.5508 | 15.7278 | 15.7278 | 15.7278 | 3.3472 | 15.7378 | 15.7378 | 15.7378 | 2.399 | 14.9857 | 14.9857 | 14.9857 | 10.2915 | 15.0398 | 15.0398 | 15.0398 | 10.0032 | 15.0442 | 15.0442 | 15.0442 | 10.0004 | 15.0575 | 15.0575 | 15.0575 | 9.8256 | 15.0701 | 15.0701 | 15.0701 | 9.6485 | 15.0826 | 15.0826 | 15.0826 | 9.4706 | 15.1034 | 15.1034 | 15.1034 | 9.2703 | 15.1331 | 15.1331 | 15.1331 | 9.0472 | 15.1673 | 15.1673 | 15.1673 | 8.936 | 15.1841 | 15.1841 | 15.1841 | 8.8679 | 15.24 | 15.24 | 15.24 | 8.6601 | 15.1995 | 15.1995 | 15.1995 | 8.8187 | 15.287 | 15.287 | 15.287 | 8.476 | 15.3149 | 15.3149 | 15.3149 | 8.3876 | 15.3306 | 15.3306 | 15.3306 | 8.3481 | 14.9899 | 14.9899 | 14.9899 | 10.2915 | 15.0425 | 15.0425 | 15.0425 | 10.0249 | 15.0733 | 15.0733 | 15.0733 | 9.9803 | 15.1157 | 15.1157 | 15.1157 | 9.4027 | 15.1614 | 15.1614 | 15.1614 | 8.8339 | 15.213 | 15.213 | 15.213 | 8.2712 | 15.2669 | 15.2669 | 15.2669 | 7.71 | 15.3257 | 15.3257 | 15.3257 | 7.1547 | 15.392 | 15.392 | 15.392 | 7.0762 | 15.4385 | 15.4385 | 15.4385 | 6.9854 | 15.5912 | 15.5912 | 15.5912 | 6.7003 | 15.4816 | 15.4816 | 15.4816 | 6.9184 | 15.6851 | 15.6851 | 15.6851 | 6.4526 | 15.7278 | 15.7278 | 15.7278 | 6.3319 | 15.7378 | 15.7378 | 15.7378 | 6.3248 | 14.9912 | 14.9912 | 14.9912 | 10.2915 | 15.0447 | 15.0447 | 15.0447 | 10.0188 | 15.0808 | 15.0808 | 15.0808 | 9.9647 | 15.1344 | 15.1344 | 15.1344 | 9.3689 | 15.1971 | 15.1971 | 15.1971 | 8.7726 | 15.2623 | 15.2623 | 15.2623 | 8.1701 | 15.3322 | 15.3322 | 15.3322 | 7.5653 | 15.407 | 15.407 | 15.407 | 6.9894 | 15.5009 | 15.5009 | 15.5009 | 6.8986 | 15.5665 | 15.5665 | 15.5665 | 6.8099 | 15.7407 | 15.7407 | 15.7407 | 6.2943 | 15.6139 | 15.6139 | 15.6139 | 6.7625 | 15.9821 | 15.9821 | 15.9821 | 4.8412 | 16.0845 | 16.0845 | 16.0845 | 3.6896 | 16.1335 | 16.1335 | 16.1335 | 2.7822 | 14.9912 | 14.9912 | 14.9912 | 10.2915 | 15.0398 | 15.0398 | 15.0398 | 10.0376 | 15.07 | 15.07 | 15.07 | 10.0032 | 15.1182 | 15.1182 | 15.1182 | 9.4209 | 15.1755 | 15.1755 | 15.1755 | 8.8399 | 15.2347 | 15.2347 | 15.2347 | 8.2572 | 15.2994 | 15.2994 | 15.2994 | 7.671 | 15.3707 | 15.3707 | 15.3707 | 7.0889 | 15.4731 | 15.4731 | 15.4731 | 6.764 | 15.5511 | 15.5511 | 15.5511 | 6.4147 | 15.8054 | 15.8054 | 15.8054 | 5.1302 | 15.6236 | 15.6236 | 15.6236 | 6.0914 | 15.9926 | 15.9926 | 15.9926 | 3.7877 | 16.0611 | 16.0611 | 16.0611 | 2.9832 | 16.0584 | 16.0584 | 16.0584 | 3.1166
BENTHAM | KENDAL (PARKSIDE RD) | HARKER / HUTTON | 366887 | 470130 | 7.2161 | 7.2161 | 7.2161 | 6 | 7.2915 | 7.2915 | 7.2915 | 6.0374 | 7.3229 | 7.3229 | 7.3229 | 5.9116 | 7.3585 | 7.3585 | 7.3585 | 5.7739 | 7.3893 | 7.3893 | 7.3893 | 5.6627 | 7.4231 | 7.4231 | 7.4231 | 5.5039 | 7.4613 | 7.4613 | 7.4613 | 5.3652 | 7.5021 | 7.5021 | 7.5021 | 5.2278 | 7.5534 | 7.5534 | 7.5534 | 5.1026 | 7.5913 | 7.5913 | 7.5913 | 4.9727 | 7.7177 | 7.7177 | 7.7177 | 4.2457 | 7.6259 | 7.6259 | 7.6259 | 4.8722 | 7.8246 | 7.8246 | 7.8246 | 2.7679 | 7.8795 | 7.8795 | 7.8795 | 1.7793 | 7.8977 | 7.8977 | 7.8977 | 1.0007 | 7.2166 | 7.2166 | 7.2166 | 6 | 7.2877 | 7.2877 | 7.2877 | 6.0244 | 7.2979 | 7.2979 | 7.2979 | 5.965 | 7.3173 | 7.3173 | 7.3173 | 5.89 | 7.3343 | 7.3343 | 7.3343 | 5.9322 | 7.3511 | 7.3511 | 7.3511 | 5.8803 | 7.3778 | 7.3778 | 7.3778 | 5.8159 | 7.4147 | 7.4147 | 7.4147 | 5.7028 | 7.4588 | 7.4588 | 7.4588 | 5.5303 | 7.4745 | 7.4745 | 7.4745 | 5.3155 | 7.5321 | 7.5321 | 7.5321 | 5.3307 | 7.489 | 7.489 | 7.489 | 5.2548 | 7.5945 | 7.5945 | 7.5945 | 5.0615 | 7.6346 | 7.6346 | 7.6346 | 4.7029 | 7.658 | 7.658 | 7.658 | 4.464 | 7.2161 | 7.2161 | 7.2161 | 6 | 7.2915 | 7.2915 | 7.2915 | 6.0523 | 7.3229 | 7.3229 | 7.3229 | 5.9399 | 7.3585 | 7.3585 | 7.3585 | 5.8169 | 7.3893 | 7.3893 | 7.3893 | 5.7438 | 7.4231 | 7.4231 | 7.4231 | 5.6279 | 7.4613 | 7.4613 | 7.4613 | 5.5359 | 7.5021 | 7.5021 | 7.5021 | 5.4363 | 7.5534 | 7.5534 | 7.5534 | 5.3189 | 7.5913 | 7.5913 | 7.5913 | 5.1875 | 7.7177 | 7.7177 | 7.7177 | 4.8365 | 7.6259 | 7.6259 | 7.6259 | 5.0774 | 7.8246 | 7.8246 | 7.8246 | 4.4376 | 7.8795 | 7.8795 | 7.8795 | 4.1168 | 7.8977 | 7.8977 | 7.8977 | 4.0968 | 7.2163 | 7.2163 | 7.2163 | 6 | 7.2936 | 7.2936 | 7.2936 | 6.0439 | 7.3284 | 7.3284 | 7.3284 | 5.9256 | 7.3659 | 7.3659 | 7.3659 | 5.7929 | 7.4033 | 7.4033 | 7.4033 | 5.6853 | 7.4445 | 7.4445 | 7.4445 | 5.5332 | 7.4906 | 7.4906 | 7.4906 | 5.4033 | 7.5392 | 7.5392 | 7.5392 | 5.2774 | 7.6 | 7.6 | 7.6 | 5.1577 | 7.6421 | 7.6421 | 7.6421 | 5.0318 | 7.7951 | 7.7951 | 7.7951 | 4.4813 | 7.6789 | 7.6789 | 7.6789 | 4.9369 | 7.9931 | 7.9931 | 7.9931 | 3.0837 | 8.12 | 8.12 | 8.12 | 2.1619 | 8.2133 | 8.2133 | 8.2133 | 1.4395 | 7.2163 | 7.2163 | 7.2163 | 6 | 7.2882 | 7.2882 | 7.2882 | 6.0618 | 7.3174 | 7.3174 | 7.3174 | 5.9598 | 7.3456 | 7.3456 | 7.3456 | 5.8389 | 7.3761 | 7.3761 | 7.3761 | 5.7472 | 7.4101 | 7.4101 | 7.4101 | 5.619 | 7.4491 | 7.4491 | 7.4491 | 5.5146 | 7.4908 | 7.4908 | 7.4908 | 5.4094 | 7.5675 | 7.5675 | 7.5675 | 5.2077 | 7.6316 | 7.6316 | 7.6316 | 4.9421 | 7.8554 | 7.8554 | 7.8554 | 3.6195 | 7.6925 | 7.6925 | 7.6925 | 4.6116 | 8.0498 | 8.0498 | 8.0498 | 2.4023 | 8.1515 | 8.1515 | 8.1515 | 1.767 | 8.1547 | 8.1547 | 8.1547 | 1.8841
BISPHAM | BISPHAM | PENWORTHAM WEST / STANAH | 331655 | 439667 | 31.6873 | 10.3585 | 7.5564 | 11.2883 | 32.1749 | 9.8522 | 7.187 | 9.6163 | 32.3372 | 9.5249 | 6.9483 | 8.9235 | 32.5018 | 9.2303 | 6.7334 | 8.6106 | 32.6696 | 9.1013 | 6.6393 | 8.1031 | 32.8523 | 8.9816 | 6.5519 | 7.693 | 33.0543 | 8.8589 | 6.4624 | 7.2811 | 33.2849 | 8.7304 | 6.3687 | 6.8309 | 33.5879 | 8.6003 | 6.2738 | 6.4073 | 33.833 | 8.4872 | 6.1913 | 6.0518 | 34.3304 | 7.8304 | 5.7121 | 3.4333 | 33.978 | 8.3673 | 6.1038 | 5.6926 | 34.7295 | 6.7613 | 4.9323 | -3.176 | 34.9071 | 6.7603 | 4.9316 | -8.3177 | 34.9385 | 6.3544 | 4.6355 | -12.0353 | 31.6944 | 10.3585 | 7.5564 | 11.2883 | 32.1893 | 10.1006 | 7.3682 | 10.5639 | 32.2241 | 9.9471 | 7.2563 | 10.393 | 32.2856 | 9.7962 | 7.1462 | 10.3358 | 32.3414 | 9.6092 | 7.0098 | 10.0813 | 32.396 | 9.4556 | 6.8978 | 9.9387 | 32.4985 | 9.3777 | 6.8409 | 9.6608 | 32.6529 | 9.2559 | 6.752 | 9.1505 | 32.8387 | 9.1279 | 6.6587 | 8.5861 | 32.9039 | 9.0847 | 6.6272 | 8.3989 | 33.1335 | 8.9186 | 6.506 | 7.629 | 32.965 | 9.0428 | 6.5966 | 8.1907 | 33.3537 | 8.8711 | 6.4713 | 6.8173 | 33.4796 | 9.5154 | 6.9414 | 6.5137 | 33.5392 | 10.0289 | 7.3159 | 6.4667 | 31.6873 | 10.3585 | 7.5564 | 11.2883 | 32.1749 | 10.0949 | 7.3641 | 10.5687 | 32.3372 | 9.8768 | 7.205 | 10.0977 | 32.5018 | 9.6551 | 7.0433 | 9.8483 | 32.6696 | 9.4363 | 6.8836 | 9.4598 | 32.8523 | 9.2448 | 6.744 | 9.2233 | 33.0543 | 9.1578 | 6.6805 | 9.0066 | 33.2849 | 9.0572 | 6.6071 | 8.7207 | 33.5879 | 8.9461 | 6.5261 | 8.4007 | 33.833 | 8.836 | 6.4458 | 8.0692 | 34.3304 | 8.4255 | 6.1463 | 6.8013 | 33.978 | 8.7171 | 6.359 | 7.7119 | 34.7295 | 8.3678 | 6.1042 | 5.7135 | 34.9071 | 9.2967 | 6.7818 | 5.3173 | 34.9385 | 9.6548 | 7.043 | 5.3773 | 31.6874 | 10.3585 | 7.5564 | 11.2883 | 32.2297 | 9.8534 | 7.1879 | 9.2215 | 32.4081 | 9.5853 | 6.9923 | 8.4999 | 32.6709 | 9.353 | 6.8229 | 8.2383 | 32.9481 | 9.1045 | 6.6416 | 7.7879 | 33.2152 | 8.8754 | 6.4745 | 7.4759 | 33.4943 | 8.7496 | 6.3827 | 7.2048 | 33.7603 | 8.6121 | 6.2824 | 6.9222 | 34.077 | 8.4778 | 6.1845 | 6.6399 | 34.2702 | 8.3415 | 6.085 | 6.3714 | 34.9158 | 7.5586 | 5.5139 | 4.0658 | 34.4412 | 8.1935 | 5.977 | 6.0723 | 35.5614 | 6.5478 | 4.7766 | -1.9846 | 35.8592 | 6.6216 | 4.8304 | -6.8359 | 35.9921 | 6.1605 | 4.494 | -10.2556 | 31.6874 | 10.3585 | 7.5564 | 11.2883 | 32.2028 | 9.8331 | 7.1731 | 9.0638 | 32.3638 | 9.5779 | 6.987 | 8.3655 | 32.5824 | 9.338 | 6.8119 | 8.1388 | 32.796 | 9.0829 | 6.6258 | 7.7341 | 33.0201 | 8.8586 | 6.4623 | 7.4985 | 33.2722 | 8.7403 | 6.3759 | 7.3019 | 33.5127 | 8.617 | 6.286 | 6.9271 | 33.8406 | 8.3037 | 6.0574 | 5.5305 | 34.0844 | 7.9883 | 5.8273 | 4.1124 | 34.8792 | 7.899 | 5.7622 | -1.3817 | 34.3099 | 7.7348 | 5.6424 | 2.6825 | 35.5042 | 6.2846 | 4.5845 | -7.1824 | 35.7279 | 5.9462 | 4.3377 | -10.4598 | 35.6603 | 5.9446 | 4.3365 | -9.508
BLACKBULL | RIBBLE | PENWORTHAM EAST / ROCHDALE | 353041 | 433005 | 29.6525 | 13.6736 | 9.9747 | 13.4043 | 29.7767 | 13.0061 | 9.4877 | 9.8301 | 29.8851 | 12.7209 | 9.2797 | 8.8939 | 30.0211 | 12.5108 | 9.1265 | 8.4823 | 30.1624 | 12.2666 | 8.9483 | 8.1027 | 30.3213 | 11.9674 | 8.73 | 7.6444 | 30.5019 | 11.7125 | 8.5441 | 7.2336 | 30.7073 | 11.4805 | 8.3749 | 6.8677 | 30.9378 | 11.2789 | 8.2278 | 6.4411 | 31.1095 | 11.3039 | 8.246 | 5.9982 | 31.786 | 10.8051 | 7.8821 | 3.7646 | 31.2812 | 11.2625 | 8.2158 | 5.6067 | 32.6029 | 9.7413 | 7.1062 | -0.7292 | 33.1765 | 9.2218 | 6.7272 | -4.2617 | 33.7183 | 8.7413 | 6.3767 | -6.8353 | 29.6286 | 13.6736 | 9.9747 | 13.4043 | 29.7529 | 13.4682 | 9.8249 | 12.3774 | 29.7749 | 13.4415 | 9.8054 | 12.2997 | 29.8337 | 13.3915 | 9.7689 | 12.1457 | 29.8918 | 13.3277 | 9.7224 | 12.0063 | 29.9472 | 13.2603 | 9.6732 | 11.8281 | 30.0292 | 13.1768 | 9.6123 | 11.5667 | 30.1445 | 13.067 | 9.5322 | 11.1773 | 30.2848 | 12.9306 | 9.4327 | 10.6842 | 30.3526 | 12.8361 | 9.3638 | 10.3322 | 30.656 | 12.4941 | 9.1142 | 9.1339 | 30.4229 | 12.7516 | 9.3021 | 10.0122 | 31.04 | 12.0349 | 8.7793 | 8.0143 | 31.4236 | 11.8308 | 8.6304 | 7.3033 | 31.759 | 12.045 | 8.7867 | 6.9318 | 29.6525 | 13.6736 | 9.9747 | 13.4043 | 29.7776 | 13.3977 | 9.7734 | 12.0221 | 29.8863 | 13.2119 | 9.6379 | 11.547 | 30.0227 | 13.0077 | 9.4889 | 11.16 | 30.1679 | 12.7863 | 9.3274 | 10.8246 | 30.3289 | 12.5205 | 9.1335 | 10.459 | 30.5111 | 12.2638 | 8.9463 | 10.1476 | 30.7127 | 12.0661 | 8.802 | 9.8584 | 30.9438 | 11.7371 | 8.5621 | 9.4571 | 31.1119 | 11.8173 | 8.6206 | 9.0125 | 31.7401 | 11.4949 | 8.3853 | 7.494 | 31.2762 | 11.7829 | 8.5955 | 8.6018 | 32.3632 | 11.0682 | 8.0741 | 6.1548 | 32.8396 | 11.091 | 8.0907 | 5.3557 | 33.1901 | 11.1341 | 8.1222 | 5.1091 | 29.6604 | 13.6736 | 9.9747 | 13.4043 | 29.7896 | 12.7737 | 9.3182 | 8.6832 | 29.907 | 12.43 | 9.0675 | 7.5689 | 30.0723 | 12.2126 | 8.9089 | 7.2005 | 30.264 | 11.7611 | 8.5796 | 6.8689 | 30.4917 | 11.3849 | 8.3052 | 6.4812 | 30.7495 | 11.3719 | 8.2957 | 6.1801 | 31.0312 | 11.3517 | 8.2809 | 5.9486 | 31.3817 | 11.2368 | 8.1971 | 5.6201 | 31.6594 | 11.0366 | 8.051 | 5.2211 | 32.8252 | 10.3805 | 7.5724 | 3.069 | 31.938 | 10.9248 | 7.9695 | 4.8719 | 34.1654 | 9.2549 | 6.7513 | -1.2907 | 34.9646 | 8.6326 | 6.2974 | -4.6126 | 35.3677 | 8.4356 | 6.1537 | -6.7675 | 29.6604 | 13.6736 | 9.9747 | 13.4043 | 29.7768 | 12.6776 | 9.2481 | 8.1194 | 29.8795 | 12.3167 | 8.9848 | 6.916 | 30.0371 | 12.0771 | 8.8101 | 6.5637 | 30.2378 | 11.7605 | 8.5791 | 6.244 | 30.4749 | 11.3687 | 8.2933 | 5.8854 | 30.7516 | 11.2827 | 8.2305 | 5.609 | 31.0675 | 11.2326 | 8.194 | 5.2877 | 31.4875 | 11.0095 | 8.0313 | 4.3307 | 31.8413 | 10.7048 | 7.809 | 3.2705 | 33.187 | 9.693 | 7.0709 | -0.69716 | 32.1904 | 10.4288 | 7.6077 | 2.2456 | 34.4719 | 8.5627 | 6.2464 | -4.706 | 35.0618 | 8.5403 | 6.23 | -7.0169 | 35.2033 | 8.4533 | 6.1666 | -6.6463
BLACKBURN | BLACKBURN | PENWORTHAM EAST / ROCHDALE | 370584 | 429294 | 30.4992 | 10.34 | 7.5429 | 14.1688 | 30.8034 | 9.8654 | 7.1967 | 11.6827 | 30.89 | 9.3367 | 6.811 | 10.81 | 30.9934 | 8.9784 | 6.5496 | 10.6468 | 31.0881 | 8.5669 | 6.2494 | 10.2023 | 31.1905 | 8.4436 | 6.1595 | 9.9839 | 31.3031 | 8.2292 | 6.0031 | 9.7251 | 31.4303 | 7.9983 | 5.8346 | 9.4094 | 31.5974 | 7.8141 | 5.7003 | 9.0483 | 31.7107 | 7.8766 | 5.7458 | 8.7888 | 32.3459 | 7.486 | 5.4609 | 7.2376 | 31.8442 | 7.9063 | 5.7675 | 8.6871 | 33.5096 | 6.6399 | 4.8437 | 3.3771 | 34.4965 | 5.9693 | 4.3545 | -0.03913 | 32.5075 | 5.273 | 3.8466 | -2.8154 | 30.503 | 10.34 | 7.5429 | 14.1688 | 30.8185 | 10.224 | 7.4582 | 13.6267 | 30.8378 | 9.959 | 7.265 | 13.4979 | 30.8813 | 9.7668 | 7.1248 | 13.6744 | 30.9263 | 9.5429 | 6.9614 | 13.6082 | 30.9715 | 9.3625 | 6.8298 | 13.7393 | 31.038 | 9.1653 | 6.686 | 13.7431 | 31.1266 | 9.1122 | 6.6472 | 13.6939 | 31.2415 | 9.0147 | 6.5761 | 13.3808 | 31.3151 | 8.9977 | 6.5637 | 13.2856 | 31.6744 | 8.8033 | 6.4219 | 12.8554 | 31.3992 | 8.9781 | 6.5494 | 13.3048 | 32.2148 | 8.7849 | 6.4085 | 12.2124 | 32.8912 | 8.9338 | 6.5171 | 11.3074 | 33.5282 | 8.7564 | 6.3877 | 10.6838 | 30.4992 | 10.34 | 7.5429 | 14.1688 | 30.8051 | 10.1524 | 7.406 | 13.2273 | 30.8926 | 9.8094 | 7.1558 | 12.6825 | 30.9968 | 9.51 | 6.9374 | 12.5495 | 31.0998 | 9.1587 | 6.6812 | 12.1676 | 31.2065 | 8.9102 | 6.4999 | 12.0161 | 31.3226 | 8.5923 | 6.268 | 11.8436 | 31.4418 | 8.3592 | 6.0979 | 11.6288 | 31.6121 | 8.2745 | 6.0362 | 11.3197 | 31.7166 | 8.3211 | 6.0701 | 11.0508 | 32.2335 | 8.0541 | 5.8754 | 10.1116 | 31.832 | 8.3394 | 6.0835 | 10.9338 | 32.9223 | 7.8164 | 5.7019 | 9.0239 | 33.6709 | 7.6651 | 5.5916 | 7.8338 | 34.3352 | 7.4231 | 5.4151 | 7.1991 | 30.4981 | 10.34 | 7.5429 | 14.1688 | 30.8411 | 9.6874 | 7.0668 | 10.7405 | 30.9541 | 9.2457 | 6.7446 | 9.6988 | 31.1036 | 8.931 | 6.5151 | 9.5653 | 31.2348 | 8.5556 | 6.2412 | 9.1118 | 31.3844 | 8.1927 | 5.9765 | 8.8663 | 31.5644 | 7.8907 | 5.7562 | 8.5678 | 31.768 | 7.697 | 5.6148 | 8.1956 | 32.0122 | 7.5132 | 5.4807 | 7.7742 | 32.2678 | 7.3203 | 5.3401 | 7.3507 | 33.7273 | 6.4692 | 4.7192 | 5.0354 | 32.568 | 7.1689 | 5.2296 | 7.109 | 33.2531 | 5.394 | 3.9348 | 0.53232 | 28.8148 | 4.674 | 3.4096 | -3.2237 | 25.1853 | 4.0853 | 2.9802 | -5.116 | 30.4981 | 10.34 | 7.5429 | 14.1688 | 30.8334 | 9.6139 | 7.0132 | 10.281 | 30.9429 | 9.3344 | 6.8093 | 9.166 | 31.1049 | 9.1051 | 6.642 | 9.0272 | 31.2778 | 8.8162 | 6.4313 | 8.5247 | 31.4792 | 8.9319 | 6.5157 | 8.2862 | 31.7334 | 8.8276 | 6.4396 | 7.9127 | 32.0354 | 8.6093 | 6.2803 | 7.3862 | 32.4193 | 8.2309 | 6.0043 | 6.3814 | 32.8107 | 7.8928 | 5.7577 | 5.3524 | 34.5603 | 6.563 | 4.7876 | 1.493 | 33.2279 | 7.6041 | 5.5471 | 4.5349 | 31.9362 | 5.1804 | 3.779 | -2.7518 | 26.9746 | 4.3755 | 3.1919 | -5.4025 | 26.0438 | 4.2246 | 3.0818 | -5.105
BLACKFRIARS | FREDERICK RD | WHITEGATE | 383030 | 399104 | 32.1033 | 12.23 | 8.9216 | 14.9919 | 32.1271 | 12.0108 | 8.7617 | 14.32 | 32.2492 | 11.8546 | 8.6478 | 13.7833 | 32.4281 | 11.7601 | 8.5788 | 13.7164 | 32.5825 | 11.7323 | 8.5585 | 13.2348 | 32.7219 | 11.7176 | 8.5478 | 12.8053 | 32.8641 | 11.6859 | 8.5247 | 12.4932 | 33.0101 | 11.5963 | 8.4594 | 11.98 | 33.1615 | 11.4992 | 8.3885 | 11.477 | 33.2859 | 11.4153 | 8.3273 | 11.1928 | 33.7327 | 11.0149 | 8.0352 | 9.4013 | 33.405 | 11.3418 | 8.2737 | 10.8642 | 34.1813 | 10.4551 | 7.6269 | 6.4513 | 34.4799 | 10.8161 | 7.8902 | 3.894 | 34.6997 | 10.3076 | 7.5192 | 1.8415 | 32.1018 | 12.23 | 8.9216 | 14.9919 | 32.1619 | 12.1156 | 8.8381 | 14.4674 | 32.1803 | 12.0597 | 8.7974 | 14.1602 | 32.265 | 12.0529 | 8.7924 | 14.2394 | 32.3202 | 11.9706 | 8.7324 | 13.9145 | 32.3497 | 11.8998 | 8.6807 | 13.6568 | 32.4239 | 11.8363 | 8.6344 | 13.4329 | 32.5438 | 11.7275 | 8.555 | 12.9225 | 32.7002 | 11.6023 | 8.4637 | 12.3688 | 32.7677 | 11.5344 | 8.4142 | 12.1405 | 33.0196 | 11.2981 | 8.2418 | 10.8748 | 32.8328 | 11.4488 | 8.3518 | 11.8573 | 33.2892 | 11.2182 | 8.1835 | 9.5694 | 33.4724 | 11.6587 | 8.5048 | 8.4622 | 33.6257 | 12.0496 | 8.79 | 7.5341 | 32.1033 | 12.23 | 8.9216 | 14.9919 | 32.1271 | 12.0851 | 8.8159 | 14.4906 | 32.2492 | 11.907 | 8.686 | 14.0069 | 32.4281 | 11.9213 | 8.6964 | 13.9518 | 32.5825 | 11.8626 | 8.6536 | 13.4962 | 32.7219 | 11.7959 | 8.6049 | 13.1039 | 32.8641 | 11.7597 | 8.5785 | 12.8319 | 33.0101 | 11.6733 | 8.5155 | 12.3524 | 33.1615 | 11.593 | 8.457 | 11.8598 | 33.2859 | 11.514 | 8.3993 | 11.5688 | 33.7327 | 11.163 | 8.1432 | 10.0536 | 33.405 | 11.4342 | 8.3411 | 11.2248 | 34.1813 | 10.8746 | 7.9329 | 8.4891 | 34.4799 | 11.5246 | 8.407 | 7.2031 | 34.6997 | 11.2152 | 8.1813 | 6.2331 | 32.1033 | 12.23 | 8.9216 | 14.9919 | 32.1165 | 11.9519 | 8.7187 | 14.2514 | 32.2331 | 11.9102 | 8.6883 | 13.7332 | 32.4061 | 11.9166 | 8.693 | 13.6968 | 32.5589 | 11.8465 | 8.6419 | 13.2493 | 32.6983 | 11.7594 | 8.5783 | 12.8642 | 32.8421 | 11.6787 | 8.5195 | 12.6129 | 32.9875 | 11.5502 | 8.4257 | 12.1699 | 33.1458 | 11.435 | 8.3416 | 11.724 | 33.2676 | 11.3502 | 8.2798 | 11.4911 | 33.7167 | 10.8774 | 7.9349 | 9.8768 | 33.3802 | 11.2645 | 8.2173 | 11.2187 | 34.1346 | 10.232 | 7.4641 | 7.1301 | 34.3276 | 10.6209 | 7.7478 | 4.775 | 34.4417 | 10.1322 | 7.3913 | 2.9134 | 32.1033 | 12.23 | 8.9216 | 14.9919 | 32.1048 | 11.9406 | 8.7105 | 14.2249 | 32.2072 | 11.9718 | 8.7332 | 13.7279 | 32.3643 | 12.0007 | 8.7544 | 13.728 | 32.5001 | 11.9301 | 8.7028 | 13.3195 | 32.6215 | 11.8372 | 8.635 | 12.9764 | 32.7468 | 11.7849 | 8.5969 | 12.7656 | 32.8788 | 11.685 | 8.524 | 12.3375 | 33.0491 | 11.5292 | 8.4104 | 11.6388 | 33.1998 | 11.3956 | 8.313 | 11.1207 | 33.6371 | 11.6541 | 8.5015 | 8.6697 | 33.3443 | 11.328 | 8.2637 | 10.5502 | 34.0012 | 10.7867 | 7.8688 | 6.0753 | 34.1725 | 10.2726 | 7.4937 | 4.128 | 34.2371 | 9.9883 | 7.2863 | 3.4662
BLACKLEY | RED BANK | WHITEGATE | 383882 | 403258 | 29.8406 | 14.2035 | 10.3613 | 16.6496 | 29.9533 | 13.8015 | 10.068 | 14.3637 | 30.0224 | 13.6627 | 9.9668 | 13.7971 | 30.1199 | 13.1192 | 9.5702 | 10.812 | 30.2189 | 12.2899 | 8.9653 | 6.2051 | 30.3251 | 12.1939 | 8.8953 | 6.0203 | 30.4447 | 12.0927 | 8.8215 | 5.7317 | 30.5765 | 11.9428 | 8.7121 | 5.3819 | 30.725 | 11.8408 | 8.6377 | 4.9292 | 30.8261 | 11.7659 | 8.583 | 4.812 | 31.1535 | 11.2435 | 8.202 | 3.3155 | 30.9191 | 11.6152 | 8.4732 | 4.4571 | 31.4198 | 10.2104 | 7.4484 | -0.096205 | 31.5461 | 9.2652 | 6.7588 | -2.737 | 31.5763 | 8.4931 | 6.1956 | -5.0946 | 29.8302 | 14.2035 | 10.3613 | 16.6496 | 29.9561 | 14.0778 | 10.2696 | 15.8144 | 29.9686 | 14.0683 | 10.2626 | 15.6366 | 30.0058 | 13.557 | 9.8897 | 12.5086 | 30.0398 | 12.8203 | 9.3522 | 8.1084 | 30.0722 | 12.7949 | 9.3337 | 8.0719 | 30.1299 | 12.7444 | 9.2969 | 7.9606 | 30.2147 | 12.6648 | 9.2388 | 7.672 | 30.317 | 12.5822 | 9.1785 | 7.4263 | 30.3491 | 12.548 | 9.1536 | 7.3132 | 30.4545 | 12.3803 | 9.0312 | 6.9145 | 30.3775 | 12.5137 | 9.1286 | 7.2118 | 30.5544 | 12.0799 | 8.8121 | 6.5951 | 30.6094 | 12.0767 | 8.8098 | 6.4324 | 30.6333 | 11.9126 | 8.69 | 6.3592 | 29.8406 | 14.2035 | 10.3613 | 16.6496 | 29.9533 | 14.0385 | 10.2409 | 15.7041 | 30.0224 | 13.8989 | 10.1391 | 15.3418 | 30.1199 | 13.2782 | 9.6863 | 12.1269 | 30.2189 | 12.5666 | 9.1672 | 7.591 | 30.3251 | 12.5186 | 9.1321 | 7.497 | 30.4447 | 12.4092 | 9.0523 | 7.356 | 30.5765 | 12.2607 | 8.944 | 7.1064 | 30.725 | 12.1832 | 8.8875 | 6.7375 | 30.8261 | 12.1251 | 8.8451 | 6.6383 | 31.1535 | 11.7353 | 8.5608 | 5.783 | 30.9191 | 11.9508 | 8.7179 | 6.2964 | 31.4198 | 11.1459 | 8.1308 | 5.0699 | 31.5461 | 10.6443 | 7.7649 | 4.6976 | 31.5763 | 10.1241 | 7.3854 | 4.6743 | 29.8439 | 14.2035 | 10.3613 | 16.6496 | 29.9522 | 13.6339 | 9.9458 | 13.7196 | 30.0276 | 13.4013 | 9.7761 | 13.1 | 30.1433 | 12.9857 | 9.4729 | 10.1741 | 30.2716 | 12.1791 | 8.8845 | 5.5927 | 30.41 | 12.0059 | 8.7581 | 5.4176 | 30.562 | 11.8378 | 8.6355 | 5.1475 | 30.7225 | 11.7367 | 8.5618 | 4.8245 | 30.923 | 11.5443 | 8.4214 | 4.3722 | 31.0584 | 11.3992 | 8.3156 | 4.2524 | 31.4952 | 10.6644 | 7.7796 | 2.7852 | 31.1768 | 11.2499 | 8.2066 | 3.895 | 31.9433 | 9.4726 | 6.9101 | -0.50618 | 32.1297 | 8.5594 | 6.244 | -2.963 | 32.2149 | 7.781 | 5.6761 | -4.9374 | 29.8439 | 14.2035 | 10.3613 | 16.6496 | 29.9365 | 13.5877 | 9.912 | 13.4287 | 29.9936 | 13.4838 | 9.8362 | 12.8116 | 30.0925 | 13.0379 | 9.5109 | 9.9739 | 30.2035 | 12.1683 | 8.8766 | 5.3913 | 30.3239 | 12.0233 | 8.7708 | 5.26 | 30.4584 | 11.8928 | 8.6757 | 5.0328 | 30.6063 | 11.6872 | 8.5257 | 4.6951 | 30.8249 | 11.447 | 8.3505 | 3.7273 | 30.9925 | 11.2067 | 8.1751 | 3.0565 | 31.53 | 10.0033 | 7.2973 | -0.03583 | 31.1472 | 10.8846 | 7.9402 | 2.1079 | 31.9614 | 8.8275 | 6.4396 | -3.084 | 32.0984 | 8.0463 | 5.8696 | -4.969 | 32.0442 | 7.9394 | 5.7917 | -4.53
BLACKPOOL | BLACKPOOL | PENWORTHAM WEST / STANAH | 330835 | 435308 | 35.14 | 9.6262 | 7.0222 | 20.3708 | 35.1171 | 9.4297 | 6.8788 | 19.8937 | 35.1644 | 9.2437 | 6.7432 | 19.062 | 35.2481 | 9.0497 | 6.6016 | 18.3494 | 35.3182 | 8.8292 | 6.4408 | 17.5432 | 35.3799 | 8.7092 | 6.3532 | 17.3462 | 35.4421 | 8.6032 | 6.2759 | 17.1498 | 35.5058 | 8.4931 | 6.1956 | 16.9013 | 35.5733 | 8.3805 | 6.1135 | 16.6568 | 35.6032 | 8.3017 | 6.056 | 16.5461 | 35.6968 | 7.868 | 5.7396 | 15.6151 | 35.6303 | 8.2224 | 5.9981 | 16.4197 | 35.7615 | 7.1869 | 5.2427 | 12.988 | 35.7692 | 6.694 | 4.8832 | 10.8981 | 35.7359 | 6.2243 | 4.5406 | 9.375 | 35.1375 | 9.6262 | 7.0222 | 20.3708 | 35.1659 | 9.5165 | 6.9422 | 20.0764 | 35.1579 | 9.4482 | 6.8923 | 19.7702 | 35.187 | 9.3749 | 6.8389 | 19.5116 | 35.204 | 9.2752 | 6.7661 | 19.1485 | 35.2126 | 9.2355 | 6.7372 | 19.1354 | 35.2438 | 9.142 | 6.669 | 18.8062 | 35.2997 | 8.966 | 6.5406 | 18.0191 | 35.3888 | 8.7403 | 6.3759 | 16.9932 | 35.384 | 8.718 | 6.3596 | 16.9913 | 35.3608 | 8.6342 | 6.2985 | 16.979 | 35.3784 | 8.6956 | 6.3433 | 16.9822 | 35.3209 | 8.5861 | 6.2635 | 17.0193 | 35.2585 | 8.6497 | 6.3098 | 17.1383 | 35.18 | 8.6562 | 6.3146 | 17.2831 | 35.14 | 9.6262 | 7.0222 | 20.3708 | 35.1171 | 9.4797 | 6.9153 | 19.9753 | 35.1644 | 9.3025 | 6.786 | 19.1799 | 35.2481 | 9.118 | 6.6514 | 18.5192 | 35.3182 | 8.9093 | 6.4992 | 17.7721 | 35.3799 | 8.8003 | 6.4197 | 17.6433 | 35.4421 | 8.7175 | 6.3593 | 17.5221 | 35.5058 | 8.622 | 6.2896 | 17.3428 | 35.5733 | 8.521 | 6.2159 | 17.1533 | 35.6032 | 8.447 | 6.162 | 17.0765 | 35.6968 | 8.1494 | 5.9449 | 16.6966 | 35.6303 | 8.3677 | 6.1041 | 16.9661 | 35.7615 | 8.0174 | 5.8486 | 16.3342 | 35.7692 | 8.0274 | 5.8559 | 16.1987 | 35.7359 | 7.8948 | 5.7591 | 16.1929 | 35.1404 | 9.6262 | 7.0222 | 20.3708 | 35.1115 | 9.3769 | 6.8403 | 19.7654 | 35.1541 | 9.1837 | 6.6994 | 18.9373 | 35.2357 | 8.9893 | 6.5576 | 18.2574 | 35.3062 | 8.7313 | 6.3693 | 17.4833 | 35.3686 | 8.6197 | 6.2879 | 17.3261 | 35.4365 | 8.5199 | 6.2151 | 17.1888 | 35.5069 | 8.4147 | 6.1384 | 17.0058 | 35.5838 | 8.2994 | 6.0543 | 16.8086 | 35.6181 | 8.208 | 5.9876 | 16.7323 | 35.7064 | 7.7412 | 5.6471 | 15.9542 | 35.6429 | 8.1078 | 5.9145 | 16.644 | 35.773 | 7.0346 | 5.1316 | 13.5884 | 35.7534 | 6.5636 | 4.788 | 11.7842 | 35.6859 | 6.1881 | 4.5141 | 10.5471 | 35.1404 | 9.6262 | 7.0222 | 20.3708 | 35.0902 | 9.3652 | 6.8318 | 19.7225 | 35.1091 | 9.1771 | 6.6946 | 18.9236 | 35.166 | 8.9612 | 6.5371 | 18.2907 | 35.2103 | 8.7155 | 6.3579 | 17.5666 | 35.2454 | 8.5862 | 6.2635 | 17.4614 | 35.2847 | 8.4592 | 6.1709 | 17.3777 | 35.3261 | 8.3231 | 6.0716 | 17.2448 | 35.3845 | 8.0736 | 5.8895 | 16.6343 | 35.4237 | 7.8382 | 5.7178 | 16.0877 | 35.5415 | 7.0829 | 5.1668 | 13.9148 | 35.4592 | 7.6101 | 5.5515 | 15.5155 | 35.6024 | 5.9586 | 4.3467 | 11.6351 | 33.7422 | 5.4733 | 3.9927 | 10.3306 | 33.9172 | 5.5017 | 4.0134 | 10.813
BOLLINGTON | MACCLESFIELD | MACCLESFIELD | 393042 | 377873 | 16.4169 | 13.9702 | 10.0406 | 6.5025 | 16.4861 | 13.827 | 9.9377 | 5.8938 | 16.5631 | 13.7831 | 9.9062 | 5.6372 | 16.6621 | 13.6258 | 9.7931 | 5.2089 | 16.7626 | 13.5562 | 9.7431 | 4.9269 | 16.8707 | 13.4297 | 9.6522 | 4.5886 | 16.9863 | 13.2766 | 9.5422 | 4.214 | 17.1085 | 13.1659 | 9.4626 | 4.0464 | 17.2451 | 13.1686 | 9.4645 | 3.7006 | 17.3398 | 13.1664 | 9.463 | 3.4633 | 17.6693 | 13.0294 | 9.3645 | 1.7059 | 17.4295 | 13.1584 | 9.4572 | 3.0758 | 17.9758 | 12.4448 | 8.9443 | -1.7761 | 18.1506 | 12.1409 | 8.7259 | -4.1796 | 18.2605 | 11.7221 | 8.4249 | -5.9641 | 16.3785 | 13.9702 | 10.0406 | 6.5025 | 16.4617 | 13.8788 | 9.975 | 6.0793 | 16.4895 | 13.8806 | 9.9763 | 6.085 | 16.543 | 13.8329 | 9.942 | 5.8448 | 16.5826 | 13.8019 | 9.9197 | 5.7363 | 16.6203 | 13.7607 | 9.8901 | 5.5956 | 16.6825 | 13.678 | 9.8306 | 5.3396 | 16.7705 | 13.652 | 9.812 | 5.1488 | 16.8757 | 13.5798 | 9.7601 | 4.76 | 16.9119 | 13.5414 | 9.7324 | 4.6011 | 17.048 | 13.2888 | 9.5509 | 3.7514 | 16.9464 | 13.4628 | 9.676 | 4.3111 | 17.1954 | 13.1121 | 9.4239 | 2.9164 | 17.3076 | 13.4986 | 9.7017 | 2.5538 | 17.3881 | 13.678 | 9.8307 | 2.2742 | 16.4169 | 13.9702 | 10.0406 | 6.5025 | 16.4862 | 13.859 | 9.9608 | 6.021 | 16.5633 | 13.8155 | 9.9295 | 5.8079 | 16.6623 | 13.6523 | 9.8121 | 5.4198 | 16.7633 | 13.5972 | 9.7726 | 5.1946 | 16.8716 | 13.5088 | 9.709 | 4.9465 | 16.9874 | 13.4021 | 9.6323 | 4.6755 | 17.1091 | 13.3006 | 9.5594 | 4.5799 | 17.2458 | 13.2376 | 9.5141 | 4.2637 | 17.3401 | 13.2486 | 9.522 | 4.0233 | 17.664 | 13.2359 | 9.5129 | 2.8695 | 17.4289 | 13.2378 | 9.5143 | 3.6293 | 17.9477 | 13.1701 | 9.4656 | 1.8538 | 18.1111 | 13.2029 | 9.4892 | 1.4323 | 18.1986 | 13.1104 | 9.4227 | 1.2727 | 16.4228 | 13.9702 | 10.0406 | 6.5025 | 16.4909 | 13.784 | 9.9068 | 5.8062 | 16.5759 | 13.7126 | 9.8555 | 5.5718 | 16.6919 | 13.5268 | 9.722 | 5.1707 | 16.8198 | 13.3868 | 9.6214 | 4.9242 | 16.9464 | 13.3992 | 9.6303 | 4.6452 | 17.0844 | 13.4242 | 9.6482 | 4.3566 | 17.2317 | 13.4796 | 9.6881 | 4.2883 | 17.4143 | 13.4673 | 9.6792 | 4.0341 | 17.5415 | 13.4227 | 9.6472 | 3.8477 | 18.0003 | 12.9972 | 9.3413 | 2.31 | 17.659 | 13.339 | 9.587 | 3.5392 | 18.4726 | 12.23 | 8.7899 | -0.93652 | 18.728 | 11.6612 | 8.3811 | -3.15 | 18.8626 | 11.2896 | 8.1141 | -4.7411 | 16.4228 | 13.9702 | 10.0406 | 6.5025 | 16.4796 | 13.7824 | 9.9057 | 5.775 | 16.5522 | 13.6838 | 9.8348 | 5.5562 | 16.6572 | 13.4512 | 9.6676 | 5.1658 | 16.7728 | 13.4514 | 9.6678 | 4.9381 | 16.8867 | 13.4863 | 9.6929 | 4.6972 | 17.0142 | 13.4946 | 9.6989 | 4.4484 | 17.157 | 13.5386 | 9.7305 | 4.3286 | 17.3572 | 13.4427 | 9.6615 | 3.5755 | 17.5136 | 13.3202 | 9.5735 | 2.864 | 18.052 | 12.7275 | 9.1475 | -0.16394 | 17.6614 | 13.1384 | 9.4428 | 1.9814 | 18.5043 | 11.8473 | 8.5149 | -3.1283 | 18.7013 | 11.5687 | 8.3146 | -4.5597 | 18.7236 | 11.4607 | 8.2371 | -4.2043
BOLTON BY BOWLAND | PADIHAM | PADIHAM | 378320 | 449559 | 8.2065 | 8.2065 | 8.2065 | 4.5394 | 8.2366 | 8.2366 | 8.2366 | 4.4654 | 8.2864 | 8.2864 | 8.2864 | 4.355 | 8.3463 | 8.3463 | 8.3463 | 4.2228 | 8.4144 | 8.4144 | 8.4144 | 4.1029 | 8.4893 | 8.4893 | 8.4893 | 3.9818 | 8.5733 | 8.5733 | 8.5733 | 3.8619 | 8.6681 | 8.6681 | 8.6681 | 3.7506 | 8.7746 | 8.7746 | 8.7746 | 3.6432 | 8.8454 | 8.8454 | 8.8454 | 3.5368 | 8.9863 | 8.9863 | 8.9863 | 3.0317 | 8.8901 | 8.8901 | 8.8901 | 3.4303 | 9.0908 | 9.0908 | 9.0908 | 2.2505 | 9.1342 | 9.1342 | 9.1342 | 1.7507 | 9.1438 | 9.1438 | 9.1438 | 1.4272 | 8.1976 | 8.1976 | 8.1976 | 4.5394 | 8.231 | 8.231 | 8.231 | 4.4616 | 8.2535 | 8.2535 | 8.2535 | 4.4468 | 8.2863 | 8.2863 | 8.2863 | 4.3963 | 8.3223 | 8.3223 | 8.3223 | 4.3548 | 8.3619 | 8.3619 | 8.3619 | 4.3181 | 8.415 | 8.415 | 8.415 | 4.2449 | 8.4831 | 8.4831 | 8.4831 | 4.1321 | 8.5594 | 8.5594 | 8.5594 | 4 | 8.5856 | 8.5856 | 8.5856 | 3.9357 | 8.6674 | 8.6674 | 8.6674 | 3.6873 | 8.6071 | 8.6071 | 8.6071 | 3.8762 | 8.7471 | 8.7471 | 8.7471 | 3.3974 | 8.795 | 8.795 | 8.795 | 3.2358 | 8.8094 | 8.8094 | 8.8094 | 3.1723 | 8.2065 | 8.2065 | 8.2065 | 4.5394 | 8.2366 | 8.2366 | 8.2366 | 4.4808 | 8.2864 | 8.2864 | 8.2864 | 4.3835 | 8.3463 | 8.3463 | 8.3463 | 4.2735 | 8.4144 | 8.4144 | 8.4144 | 4.1821 | 8.4893 | 8.4893 | 8.4893 | 4.0994 | 8.5733 | 8.5733 | 8.5733 | 4.0199 | 8.6681 | 8.6681 | 8.6681 | 3.9398 | 8.7746 | 8.7746 | 8.7746 | 3.8374 | 8.8454 | 8.8454 | 8.8454 | 3.7283 | 8.9863 | 8.9863 | 8.9863 | 3.3321 | 8.8901 | 8.8901 | 8.8901 | 3.6186 | 9.0908 | 9.0908 | 9.0908 | 3.0091 | 9.1342 | 9.1342 | 9.1342 | 2.8492 | 9.1438 | 9.1438 | 9.1438 | 2.8604 | 8.2097 | 8.2097 | 8.2097 | 4.5394 | 8.2414 | 8.2414 | 8.2414 | 4.4792 | 8.2989 | 8.2989 | 8.2989 | 4.3831 | 8.3747 | 8.3747 | 8.3747 | 4.2626 | 8.4622 | 8.4622 | 8.4622 | 4.1568 | 8.5572 | 8.5572 | 8.5572 | 4.0586 | 8.6653 | 8.6653 | 8.6653 | 3.9728 | 8.7838 | 8.7838 | 8.7838 | 3.9025 | 8.8777 | 8.8777 | 8.8777 | 3.8304 | 8.9248 | 8.9248 | 8.9248 | 3.7474 | 9.0598 | 9.0598 | 9.0598 | 3.2963 | 8.9561 | 8.9561 | 8.9561 | 3.6573 | 9.223 | 9.223 | 9.223 | 2.6888 | 9.2625 | 9.2625 | 9.2625 | 2.2818 | 9.2679 | 9.2679 | 9.2679 | 2.0299 | 8.2097 | 8.2097 | 8.2097 | 4.5394 | 8.2352 | 8.2352 | 8.2352 | 4.4893 | 8.286 | 8.286 | 8.286 | 4.4017 | 8.3551 | 8.3551 | 8.3551 | 4.2829 | 8.4359 | 8.4359 | 8.4359 | 4.1828 | 8.5231 | 8.5231 | 8.5231 | 4.0976 | 8.623 | 8.623 | 8.623 | 4.0255 | 8.7335 | 8.7335 | 8.7335 | 3.9586 | 8.8288 | 8.8288 | 8.8288 | 3.7944 | 8.8836 | 8.8836 | 8.8836 | 3.6063 | 9.0617 | 9.0617 | 9.0617 | 2.9081 | 8.9341 | 8.9341 | 8.9341 | 3.4241 | 9.1835 | 9.1835 | 9.1835 | 2.2938 | 9.2175 | 9.2175 | 9.2175 | 2.0213 | 9.2092 | 9.2092 | 9.2092 | 2.1591
BOLTON LE SANDS | LANCASTER | HEYSHAM | 347707 | 467237 | 23.6911 | 13.6049 | 9.7781 | 10.4541 | 23.8214 | 13.3378 | 9.5861 | 9.7072 | 23.9062 | 13.0829 | 9.4029 | 9.2582 | 24.0181 | 12.7649 | 9.1744 | 8.7123 | 24.1271 | 12.5098 | 8.991 | 8.2125 | 24.2522 | 12.136 | 8.7224 | 7.5826 | 24.405 | 11.9903 | 8.6177 | 6.7788 | 24.5816 | 11.9018 | 8.5541 | 6.3069 | 24.7971 | 11.7502 | 8.4451 | 5.6965 | 25.0056 | 11.6136 | 8.3469 | 5.1817 | 25.8617 | 10.8492 | 7.7975 | 2.4726 | 25.2381 | 11.4653 | 8.2403 | 4.6985 | 26.8102 | 9.4855 | 6.8174 | -3.3861 | 27.513 | 8.5223 | 6.1251 | -8.2969 | 28.2167 | 7.913 | 5.6872 | -10.5344 | 23.6846 | 13.6049 | 9.7781 | 10.4541 | 23.8336 | 13.4326 | 9.6543 | 9.839 | 23.8583 | 13.3811 | 9.6173 | 9.7705 | 23.9119 | 13.3062 | 9.5634 | 9.5931 | 23.9649 | 13.2384 | 9.5147 | 9.4934 | 24.0205 | 13.1587 | 9.4574 | 9.3623 | 24.1013 | 13.0421 | 9.3736 | 9.0501 | 24.214 | 12.9522 | 9.309 | 8.8439 | 24.3595 | 12.8282 | 9.2199 | 8.4948 | 24.4667 | 12.7504 | 9.164 | 8.2888 | 25.0956 | 12.3969 | 8.9099 | 7.3057 | 24.5942 | 12.6613 | 9.0999 | 8.0427 | 25.9526 | 11.9117 | 8.5612 | 5.7981 | 26.7637 | 11.6426 | 8.3677 | 3.9349 | 27.3772 | 11.6554 | 8.377 | 3.7689 | 23.6911 | 13.6049 | 9.7781 | 10.4541 | 23.8295 | 13.4159 | 9.6423 | 9.8621 | 23.9158 | 13.1727 | 9.4675 | 9.4891 | 24.0289 | 12.8512 | 9.2364 | 9.0739 | 24.1469 | 12.6039 | 9.0587 | 8.7709 | 24.2764 | 12.2598 | 8.8114 | 8.4424 | 24.4218 | 12.2566 | 8.8091 | 8.006 | 24.5813 | 12.2215 | 8.7838 | 7.8259 | 24.7897 | 12.0833 | 8.6845 | 7.2924 | 24.9817 | 11.9413 | 8.5825 | 6.7425 | 25.7943 | 11.3053 | 8.1254 | 4.602 | 25.1893 | 11.7808 | 8.4671 | 6.1565 | 26.4582 | 10.697 | 7.6882 | 2.4825 | 27.0182 | 10.3654 | 7.4498 | 0.51088 | 27.4409 | 10.3199 | 7.4171 | 1.2008 | 23.6938 | 13.6049 | 9.7781 | 10.4541 | 23.8358 | 13.281 | 9.5453 | 9.701 | 23.9258 | 13.0116 | 9.3517 | 9.2764 | 24.0537 | 12.6699 | 9.1061 | 8.7565 | 24.2085 | 12.1801 | 8.7541 | 8.2781 | 24.4275 | 12.205 | 8.772 | 7.6609 | 24.689 | 11.8822 | 8.5399 | 6.8814 | 24.986 | 11.6395 | 8.3655 | 6.4395 | 25.293 | 11.3717 | 8.1731 | 5.8363 | 25.5391 | 11.1227 | 7.9941 | 5.2887 | 26.7396 | 10.1959 | 7.328 | 2.219 | 25.7981 | 10.9201 | 7.8485 | 4.7557 | 28.3641 | 8.6653 | 6.2279 | -4.1018 | 29.414 | 7.5808 | 5.4484 | -9.3183 | 29.998 | 7.0527 | 5.0689 | -10.8613 | 23.6938 | 13.6049 | 9.7781 | 10.4541 | 23.833 | 13.2862 | 9.5491 | 9.7159 | 23.9242 | 13.0018 | 9.3446 | 9.2898 | 24.0689 | 12.604 | 9.0587 | 8.7477 | 24.2876 | 12.2631 | 8.8138 | 8.2559 | 24.5829 | 12.2005 | 8.7688 | 7.6888 | 24.8568 | 11.9787 | 8.6093 | 6.976 | 25.0925 | 11.8076 | 8.4864 | 6.5705 | 25.4207 | 11.4595 | 8.2362 | 5.3739 | 25.7854 | 11.1179 | 7.9906 | 4.1039 | 27.2867 | 9.9894 | 7.1796 | -1.0861 | 26.1586 | 10.7835 | 7.7503 | 2.7718 | 28.8191 | 8.4839 | 6.0975 | -6.4272 | 29.5644 | 7.496 | 5.3875 | -10.4525 | 29.7242 | 7.6286 | 5.4828 | -8.8027
BOTANY BAY | LEYLAND | PENWORTHAM WEST / STANAH | 359442 | 418850 | 19.7926 | 19.7926 | 19.6081 | 10.544 | 20.0041 | 20.0041 | 19.4602 | 9.306 | 20.1107 | 20.1107 | 19.3466 | 8.8554 | 20.243 | 20.243 | 19.2566 | 8.5573 | 20.3878 | 20.3878 | 19.1527 | 8.1756 | 20.5533 | 20.5533 | 19.0535 | 7.8217 | 20.7529 | 20.7529 | 18.9553 | 7.4597 | 20.9778 | 20.9778 | 18.8768 | 7.1027 | 21.1535 | 21.1535 | 18.7936 | 6.7632 | 21.3181 | 21.3181 | 18.7099 | 6.4175 | 21.8677 | 21.8677 | 18.3325 | 4.5027 | 21.4718 | 21.4718 | 18.6349 | 6.0823 | 22.3259 | 22.3259 | 17.7121 | 0.69591 | 22.5486 | 22.5486 | 17.2386 | -2.1008 | 22.6707 | 22.6707 | 16.8806 | -4.0777 | 19.7945 | 19.7945 | 19.6081 | 10.544 | 20.0021 | 20.0021 | 19.5199 | 9.8253 | 20.0497 | 20.0497 | 19.4496 | 9.6915 | 20.1206 | 20.1206 | 19.4111 | 9.5521 | 20.1955 | 20.1955 | 19.3605 | 9.3198 | 20.2767 | 20.2767 | 19.3027 | 9.1221 | 20.3833 | 20.3833 | 19.2442 | 8.8445 | 20.5213 | 20.5213 | 19.1993 | 8.4447 | 20.6694 | 20.6694 | 19.145 | 8.0326 | 20.7831 | 20.7831 | 19.1003 | 7.7418 | 21.1697 | 21.1697 | 18.9286 | 6.6353 | 20.872 | 20.872 | 19.0586 | 7.4465 | 21.6075 | 21.6075 | 18.6954 | 5.5997 | 21.8842 | 21.8842 | 18.5168 | 5.0766 | 22.0496 | 22.0496 | 18.3949 | 4.7871 | 19.7926 | 19.7926 | 19.6081 | 10.544 | 20.0106 | 20.0106 | 19.5045 | 9.6227 | 20.1179 | 20.1179 | 19.418 | 9.2626 | 20.2506 | 20.2506 | 19.3386 | 8.9984 | 20.3962 | 20.3962 | 19.2359 | 8.6729 | 20.5617 | 20.5617 | 19.144 | 8.403 | 20.7502 | 20.7502 | 19.0553 | 8.1434 | 20.9657 | 20.9657 | 18.9884 | 7.8663 | 21.1541 | 21.1541 | 18.9042 | 7.5584 | 21.3183 | 21.3183 | 18.8195 | 7.2117 | 21.8628 | 21.8628 | 18.5164 | 5.8652 | 21.4713 | 21.4713 | 18.746 | 6.8652 | 22.3003 | 22.3003 | 18.2187 | 4.6204 | 22.5126 | 22.5126 | 18.0662 | 4.0374 | 22.6143 | 22.6143 | 17.9411 | 3.8219 | 19.7921 | 19.7921 | 19.6081 | 10.544 | 20.0209 | 20.0209 | 19.4163 | 9.024 | 20.142 | 20.142 | 19.3033 | 8.5501 | 20.3025 | 20.3025 | 19.1934 | 8.2796 | 20.4958 | 20.4958 | 19.0587 | 7.927 | 20.7189 | 20.7189 | 18.9389 | 7.6308 | 20.898 | 20.898 | 18.8345 | 7.3597 | 21.0645 | 21.0645 | 18.7407 | 7.1128 | 21.2536 | 21.2536 | 18.656 | 6.8625 | 21.4467 | 21.4467 | 18.5549 | 6.5175 | 22.1139 | 22.1139 | 18.0961 | 4.5901 | 21.6213 | 21.6213 | 18.4584 | 6.1793 | 22.7755 | 22.7755 | 17.4241 | 0.90491 | 23.1343 | 23.1343 | 16.9311 | -1.8389 | 23.347 | 23.058 | 16.5722 | -3.7272 | 19.7921 | 19.7921 | 19.6081 | 10.544 | 20.0093 | 20.0093 | 19.4029 | 8.8944 | 20.1236 | 20.1236 | 19.3103 | 8.4077 | 20.2762 | 20.2762 | 19.1927 | 8.1525 | 20.4609 | 20.4609 | 19.0745 | 7.8146 | 20.6258 | 20.6258 | 18.9712 | 7.5422 | 20.7879 | 20.7879 | 18.8598 | 7.2915 | 20.9442 | 20.9442 | 18.7697 | 6.9756 | 21.1602 | 21.1602 | 18.6084 | 6.1819 | 21.3958 | 21.3958 | 18.4557 | 5.322 | 22.1852 | 22.1852 | 17.8451 | 2.0287 | 21.6154 | 21.6154 | 18.2988 | 4.4562 | 22.8239 | 22.8239 | 17.2066 | -1.3025 | 23.108 | 23.108 | 16.8456 | -3.2011 | 23.1482 | 23.1482 | 16.7286 | -3.3578
BOW LANE | LEYLAND | PENWORTHAM WEST / STANAH | 354895 | 422392 | 27.9366 | 12.2054 | 8.7723 | 11.3576 | 28.187 | 11.7035 | 8.4115 | 9.1039 | 28.36 | 9.3181 | 6.6971 | 8.2503 | 28.5804 | 6.9816 | 5.0178 | 7.7809 | 27.9655 | 4.6043 | 3.3092 | 7.1651 | 26.7653 | 4.4067 | 3.1672 | 6.5919 | 25.5943 | 4.2139 | 3.0286 | 6.0129 | 24.4899 | 4.0321 | 2.8979 | 5.4069 | 23.4309 | 3.8577 | 2.7726 | 4.8429 | 22.3742 | 3.6837 | 2.6476 | 4.2836 | 18.6053 | 3.0632 | 2.2016 | 0.80723 | 21.8031 | 3.5897 | 2.58 | 3.7224 | 21.2312 | 3.4956 | 2.5123 | -6.8229 | 33.0389 | 5.4396 | 3.9096 | -12.9659 | 30.9198 | 5.0907 | 3.6588 | -17.8304 | 27.9195 | 12.2054 | 8.7723 | 11.3576 | 28.2034 | 11.9436 | 8.5841 | 10.1443 | 28.3002 | 10.5597 | 7.5895 | 9.8042 | 28.4433 | 9.1769 | 6.5956 | 9.5482 | 28.595 | 7.7522 | 5.5717 | 9.0971 | 28.7618 | 6.3417 | 4.5579 | 8.7217 | 28.9788 | 4.9118 | 3.5302 | 8.2207 | 28.8109 | 4.7435 | 3.4092 | 7.4956 | 27.725 | 4.5647 | 3.2807 | 6.7355 | 27.0408 | 4.4521 | 3.1998 | 6.2495 | 25.4051 | 4.1828 | 3.0062 | 4.3021 | 26.603 | 4.38 | 3.148 | 5.7461 | 30.4859 | 5.0193 | 3.6075 | 2.2602 | 31.7894 | 6.8136 | 4.8971 | 0.89568 | 32.5933 | 7.0176 | 5.0437 | -0.2263 | 27.9366 | 12.2054 | 8.7723 | 11.3576 | 28.1893 | 11.8996 | 8.5525 | 10.11 | 28.3633 | 10.4285 | 7.4952 | 9.5089 | 28.5848 | 8.9669 | 6.4447 | 9.0678 | 28.8252 | 7.4691 | 5.3682 | 8.5079 | 29.0973 | 5.9831 | 4.3002 | 8.032 | 27.4265 | 4.5156 | 3.2454 | 7.5677 | 26.4109 | 4.3483 | 3.1252 | 7.0553 | 25.3856 | 4.1795 | 3.0039 | 6.523 | 24.3357 | 4.0067 | 2.8797 | 5.9706 | 22.0027 | 3.6226 | 2.6036 | 3.7864 | 23.7491 | 3.9101 | 2.8103 | 5.4046 | 30.6918 | 5.0532 | 3.6318 | 1.5384 | 32.9415 | 7.8625 | 5.651 | 0.064606 | 33.7113 | 8.2792 | 5.9504 | -0.97376 | 27.9438 | 12.2054 | 8.7723 | 11.3576 | 28.1995 | 11.5812 | 8.3236 | 8.643 | 28.396 | 10.0361 | 7.2132 | 7.7459 | 28.6627 | 8.5534 | 6.1475 | 7.3193 | 28.9789 | 7.0014 | 5.0321 | 6.744 | 29.3323 | 5.4643 | 3.9273 | 6.2297 | 24.0539 | 3.9603 | 2.8463 | 5.7409 | 22.8609 | 3.7639 | 2.7052 | 5.2532 | 21.5961 | 3.5556 | 2.5555 | 4.7699 | 20.1907 | 3.3242 | 2.3892 | 4.2246 | 14.0683 | 2.3162 | 1.6647 | 0.56963 | 19.2102 | 3.1628 | 2.2732 | 3.6643 | 15.1539 | 2.495 | 1.7932 | -7.2072 | 26.4898 | 4.3613 | 3.1346 | -13.2496 | 25.0546 | 4.1251 | 2.9648 | -17.4621 | 27.9438 | 12.2054 | 8.7723 | 11.3576 | 28.1749 | 11.5481 | 8.2998 | 8.4592 | 28.3429 | 11.3209 | 8.1366 | 7.5711 | 28.5978 | 11.146 | 8.0108 | 7.1894 | 28.9462 | 10.922 | 7.8498 | 6.6342 | 29.3301 | 10.7026 | 7.6922 | 6.1554 | 29.7925 | 10.4946 | 7.5427 | 5.6809 | 30.234 | 10.2611 | 7.3749 | 4.9931 | 30.8117 | 9.8541 | 7.0823 | 3.4106 | 31.3509 | 9.4235 | 6.7728 | 1.731 | 33.5852 | 7.7123 | 5.543 | -4.9957 | 31.9058 | 9.0011 | 6.4692 | 0.025716 | 34.3874 | 5.6616 | 4.0691 | -12.2836 | 29.6143 | 4.8758 | 3.5043 | -16.5351 | 27.7761 | 4.5731 | 3.2868 | -16.5424
BOWATERS | BARROW & SANDGATE | HARKER / HUTTON | 319579 | 472480 | 1.182 | 0.1946 | 0.13986 | 1.182 | 1.2341 | 0.20318 | 0.14603 | 1.2341 | 2.6844 | 0.44197 | 0.31765 | 2.6844 | 2.6844 | 0.44197 | 0.31765 | 2.6844 | 2.6844 | 0.44197 | 0.31765 | 2.6844 | 2.6844 | 0.44197 | 0.31765 | 2.6844 | 2.6844 | 0.44197 | 0.31765 | 2.6844 | 2.6844 | 0.44197 | 0.31765 | 2.6844 | 2.6844 | 0.44197 | 0.31765 | 2.6844 | 2.6844 | 0.44197 | 0.31765 | 2.6844 | 2.6844 | 0.44197 | 0.31765 | 2.6844 | 2.6844 | 0.44197 | 0.31765 | 2.6844 | 2.6844 | 0.44197 | 0.31765 | 2.6844 | 2.6844 | 0.44197 | 0.31765 | 2.6844 | 2.6844 | 0.44197 | 0.31765 | 2.6844 | 1.182 | 0.1946 | 0.13986 | 1.182 | 1.4024 | 0.23089 | 0.16594 | 1.4024 | 1.821 | 0.29981 | 0.21548 | 1.821 | 1.6317 | 0.26864 | 0.19308 | 1.6317 | 2.0567 | 0.33863 | 0.24338 | 2.0567 | 2.7662 | 0.45543 | 0.32733 | 2.7662 | 3.2883 | 0.54139 | 0.38911 | 3.2883 | 3.3066 | 0.5444 | 0.39127 | 3.3066 | 3.302 | 0.54366 | 0.39074 | 3.302 | 3.3397 | 0.54985 | 0.39519 | 3.3397 | 3.4718 | 0.57161 | 0.41083 | 3.4718 | 3.3092 | 0.54483 | 0.39158 | 3.3092 | 2.8444 | 0.46832 | 0.33659 | 2.8444 | 2.7982 | 0.46071 | 0.33112 | 2.7982 | 3.5187 | 0.57933 | 0.41637 | 3.5187 | 1.182 | 0.1946 | 0.13986 | 1.182 | 1.5619 | 0.25715 | 0.18482 | 1.5619 | 2.6844 | 0.44197 | 0.31765 | 2.6844 | 2.6844 | 0.44197 | 0.31765 | 2.6844 | 2.6844 | 0.44197 | 0.31765 | 2.6844 | 2.6844 | 0.44197 | 0.31765 | 2.6844 | 2.6844 | 0.44197 | 0.31765 | 2.6844 | 2.6844 | 0.44197 | 0.31765 | 2.6844 | 2.6844 | 0.44197 | 0.31765 | 2.6844 | 2.6844 | 0.44197 | 0.31765 | 2.6844 | 2.6844 | 0.44197 | 0.31765 | 2.6844 | 2.6844 | 0.44197 | 0.31765 | 2.6844 | 2.6844 | 0.44197 | 0.31765 | 2.6844 | 2.6844 | 0.44197 | 0.31765 | 2.6844 | 2.6844 | 0.44197 | 0.31765 | 2.6844 | 1.182 | 0.1946 | 0.13986 | 1.182 | 1.295 | 0.21322 | 0.15324 | 1.295 | 2.6844 | 0.44197 | 0.31765 | 2.6844 | 2.6844 | 0.44197 | 0.31765 | 2.6844 | 2.6844 | 0.44197 | 0.31765 | 2.6844 | 2.6844 | 0.44197 | 0.31765 | 2.6844 | 2.6844 | 0.44197 | 0.31765 | 2.6844 | 2.6844 | 0.44197 | 0.31765 | 2.6844 | 2.6844 | 0.44197 | 0.31765 | 2.6844 | 2.6844 | 0.44197 | 0.31765 | 2.6844 | 2.6844 | 0.44197 | 0.31765 | 2.6844 | 2.6844 | 0.44197 | 0.31765 | 2.6844 | 2.6844 | 0.44197 | 0.31765 | 2.6844 | 2.6844 | 0.44197 | 0.31765 | 2.6844 | 2.6844 | 0.44197 | 0.31765 | 2.6844 | 1.182 | 0.1946 | 0.13986 | 1.182 | 1.3325 | 0.21939 | 0.15768 | 1.3325 | 2.6844 | 0.44197 | 0.31765 | 2.6844 | 2.6844 | 0.44197 | 0.31765 | 2.6844 | 2.6844 | 0.44197 | 0.31765 | 2.6844 | 2.6844 | 0.44197 | 0.31765 | 2.6844 | 2.6844 | 0.44197 | 0.31765 | 2.6844 | 2.6844 | 0.44197 | 0.31765 | 2.6844 | 2.6844 | 0.44197 | 0.31765 | 2.6844 | 2.6844 | 0.44197 | 0.31765 | 2.6844 | 2.6844 | 0.44197 | 0.31765 | 2.6844 | 2.6844 | 0.44197 | 0.31765 | 2.6844 | 2.6844 | 0.44197 | 0.31765 | 2.6844 | 2.6844 | 0.44197 | 0.31765 | 2.6844 | 2.6844 | 0.44197 | 0.31765 | 2.6844
BOWDON | ALTRINCHAM | CARRINGTON | 376743 | 386810 | 31.3059 | 13.3802 | 9.6166 | 12.8126 | 31.5239 | 13.1168 | 9.4273 | 12.1442 | 31.6238 | 12.9002 | 9.2716 | 11.7315 | 31.752 | 12.6436 | 9.0872 | 11.5282 | 31.8797 | 12.516 | 8.9955 | 11.1013 | 32.0137 | 12.3811 | 8.8985 | 10.7357 | 32.1621 | 12.2268 | 8.7877 | 10.4277 | 32.3234 | 12.0676 | 8.6732 | 9.9229 | 32.5001 | 11.9295 | 8.574 | 9.5836 | 32.6113 | 11.8225 | 8.497 | 9.3239 | 32.9778 | 11.1528 | 8.0158 | 7.3535 | 32.7145 | 11.7192 | 8.4228 | 9.0617 | 33.2914 | 10.0203 | 7.2018 | 2.6959 | 33.4623 | 9.5473 | 6.8619 | -0.97975 | 33.5351 | 9.0354 | 6.4939 | -3.7021 | 31.3073 | 13.3802 | 9.6166 | 12.8126 | 31.4935 | 13.205 | 9.4907 | 12.3278 | 31.5396 | 13.1363 | 9.4413 | 12.3228 | 31.6166 | 13.0683 | 9.3924 | 12.3849 | 31.6775 | 12.947 | 9.3053 | 12.2127 | 31.7366 | 12.8315 | 9.2223 | 12.1121 | 31.8342 | 12.7639 | 9.1737 | 11.933 | 31.9564 | 12.6065 | 9.0605 | 11.3963 | 32.0928 | 12.4893 | 8.9763 | 10.952 | 32.164 | 12.4417 | 8.9421 | 10.7968 | 32.3006 | 12.2627 | 8.8135 | 10.0856 | 32.2101 | 12.4038 | 8.9148 | 10.6168 | 32.421 | 12.0792 | 8.6816 | 9.3926 | 32.4976 | 12.0872 | 8.6873 | 9.1188 | 32.5404 | 12.0142 | 8.6348 | 8.9348 | 31.3059 | 13.3802 | 9.6166 | 12.8126 | 31.5239 | 13.1933 | 9.4823 | 12.2795 | 31.6238 | 13.0347 | 9.3683 | 11.9105 | 31.752 | 12.8271 | 9.2191 | 11.7462 | 31.8797 | 12.6408 | 9.0852 | 11.3819 | 32.0137 | 12.4687 | 8.9615 | 11.103 | 32.1621 | 12.3426 | 8.8708 | 10.8947 | 32.3234 | 12.1852 | 8.7577 | 10.4739 | 32.5001 | 12.0707 | 8.6754 | 10.1885 | 32.6113 | 11.9544 | 8.5918 | 9.953 | 32.9778 | 11.4592 | 8.236 | 8.8906 | 32.7145 | 11.8553 | 8.5207 | 9.6929 | 33.2914 | 11.0224 | 7.922 | 7.8749 | 33.4623 | 11.1534 | 8.0162 | 7.3871 | 33.5351 | 11.1587 | 8.02 | 7.1482 | 31.3067 | 13.3802 | 9.6166 | 12.8126 | 31.5298 | 13.1371 | 9.4419 | 12.0617 | 31.639 | 12.9457 | 9.3044 | 11.6838 | 31.7886 | 12.724 | 9.145 | 11.5082 | 31.9486 | 12.5074 | 8.9893 | 11.1163 | 32.1146 | 12.2736 | 8.8213 | 10.8242 | 32.2945 | 12.1411 | 8.7261 | 10.6288 | 32.4838 | 11.9776 | 8.6085 | 10.2628 | 32.7173 | 11.8162 | 8.4925 | 10.0129 | 32.8654 | 11.679 | 8.3939 | 9.7651 | 33.3292 | 10.8721 | 7.814 | 7.9295 | 32.9932 | 11.5283 | 8.2856 | 9.5169 | 33.8071 | 10.0267 | 7.2064 | 3.7179 | 34.0666 | 9.4952 | 6.8244 | 0.51551 | 34.2035 | 9.0172 | 6.4808 | -1.8555 | 31.3067 | 13.3802 | 9.6166 | 12.8126 | 31.5075 | 13.1956 | 9.4839 | 12.0467 | 31.591 | 13.0678 | 9.3921 | 11.7198 | 31.7149 | 12.891 | 9.265 | 11.5975 | 31.8485 | 12.7034 | 9.1302 | 11.2623 | 31.988 | 12.5095 | 8.9908 | 11.0307 | 32.1414 | 12.3574 | 8.8815 | 10.8929 | 32.3019 | 12.1057 | 8.7006 | 10.4508 | 32.5369 | 11.7564 | 8.4495 | 9.4655 | 32.7096 | 11.3513 | 8.1584 | 8.4836 | 33.2728 | 10.4033 | 7.4771 | 4.6099 | 32.8698 | 10.9849 | 7.8951 | 7.4935 | 33.7302 | 9.2177 | 6.6249 | 0.59695 | 33.929 | 8.8071 | 6.3298 | -1.6647 | 33.9176 | 8.7367 | 6.2792 | -1.0816
BRADFORD | STUART ST | STALYBRIDGE | 387613 | 397710 | 23.8728 | 4.5629 | 3.3286 | 14.4543 | 23.9554 | 4.1355 | 3.0168 | 13.9217 | 16.3848 | 2.6578 | 1.9388 | 13.546 | 7.6377 | 1.2389 | 0.90377 | 7.6377 | 2.6914 | 0.43658 | 0.31848 | 2.6914 | 2.6914 | 0.43658 | 0.31848 | 2.6914 | 2.6914 | 0.43658 | 0.31848 | 2.6914 | 2.6914 | 0.43658 | 0.31848 | 2.6914 | 2.6914 | 0.43658 | 0.31848 | 2.6914 | 2.6914 | 0.43658 | 0.31848 | 2.6914 | 2.6914 | 0.43658 | 0.31848 | 2.6914 | 2.6914 | 0.43658 | 0.31848 | 2.6914 | 2.6914 | 0.43658 | 0.31848 | 2.6914 | 3.0051 | 0.48746 | 0.35559 | 2.8295 | 4.0358 | 0.65464 | 0.47755 | 0.14864 | 23.8682 | 4.5629 | 3.3286 | 14.4543 | 23.9842 | 4.3751 | 3.1915 | 14.3223 | 21.8722 | 3.5479 | 2.5881 | 14.2608 | 16.7997 | 2.7251 | 1.9879 | 14.2812 | 11.5086 | 1.8668 | 1.3618 | 11.5086 | 6.4906 | 1.0528 | 0.76803 | 6.4906 | 2.253 | 0.36545 | 0.26659 | 2.253 | 1.8312 | 0.29703 | 0.21668 | 1.8312 | 1.3534 | 0.21953 | 0.16015 | 1.3534 | 1.006 | 0.16319 | 0.11904 | 1.006 | 0.19712 | 0.031975 | 0.023325 | 0.19712 | 0.79461 | 0.12889 | 0.094026 | 0.79461 | 2.7396 | 0.44439 | 0.32417 | 2.7396 | 10.6439 | 1.7265 | 1.2595 | 9.6815 | 13.1243 | 2.1289 | 1.553 | 9.0283 | 23.8728 | 4.5629 | 3.3286 | 14.4543 | 23.9724 | 4.3016 | 3.138 | 14.2068 | 20.5825 | 3.3387 | 2.4355 | 13.9033 | 14.8351 | 2.4064 | 1.7554 | 13.7451 | 9.0068 | 1.461 | 1.0658 | 9.0068 | 3.502 | 0.56806 | 0.41439 | 3.502 | 2.6914 | 0.43658 | 0.31848 | 2.6914 | 2.6914 | 0.43658 | 0.31848 | 2.6914 | 2.6914 | 0.43658 | 0.31848 | 2.6914 | 2.6914 | 0.43658 | 0.31848 | 2.6914 | 2.6914 | 0.43658 | 0.31848 | 2.6914 | 2.6914 | 0.43658 | 0.31848 | 2.6914 | 2.6914 | 0.43658 | 0.31848 | 2.6914 | 10.0444 | 1.6293 | 1.1886 | 7.4241 | 13.6806 | 2.2191 | 1.6188 | 6.7037 | 23.8727 | 4.5629 | 3.3286 | 14.4543 | 23.9812 | 4.1216 | 3.0067 | 13.7338 | 19.3716 | 3.1423 | 2.2922 | 13.3476 | 13.453 | 2.1822 | 1.5919 | 13.1743 | 7.7968 | 1.2647 | 0.92259 | 7.7968 | 2.0612 | 0.33435 | 0.2439 | 2.0612 | 2.6914 | 0.43658 | 0.31848 | 2.6914 | 2.6914 | 0.43658 | 0.31848 | 2.6914 | 2.6914 | 0.43658 | 0.31848 | 2.6914 | 2.6914 | 0.43658 | 0.31848 | 2.6914 | 2.6914 | 0.43658 | 0.31848 | 2.6914 | 2.6914 | 0.43658 | 0.31848 | 2.6914 | 2.6914 | 0.43658 | 0.31848 | 2.6914 | 2.6914 | 0.43658 | 0.31848 | -1.1335 | 2.6914 | 0.43658 | 0.31848 | -3.544 | 23.8727 | 4.5629 | 3.3286 | 14.4543 | 23.9791 | 4.1042 | 2.994 | 13.6361 | 23.3597 | 3.7892 | 2.7641 | 13.2279 | 21.4416 | 3.478 | 2.5372 | 13.06 | 19.7932 | 3.2107 | 2.3421 | 12.6647 | 18.0461 | 2.9273 | 2.1354 | 12.3965 | 17.2697 | 2.8013 | 2.0435 | 12.1224 | 16.1253 | 2.6157 | 1.9081 | 11.7439 | 14.6241 | 2.3722 | 1.7305 | 10.965 | 12.817 | 2.079 | 1.5166 | 10.1016 | 7.9842 | 1.2951 | 0.94477 | 6.9708 | 11.231 | 1.8218 | 1.329 | 9.3629 | 0.83653 | 0.13569 | 0.098986 | 0.83653 | 2.6914 | 0.43658 | 0.31848 | -1.6679 | 2.6914 | 0.43658 | 0.31848 | -3.3315
BRADSHAWGATE | BOLTON | KEARSLEY | 371891 | 408910 | 34.3144 | 12.1824 | 8.8869 | 21.9241 | 34.3297 | 12.0352 | 8.7795 | 20.9908 | 34.3868 | 11.8013 | 8.6089 | 19.7734 | 34.471 | 11.5904 | 8.455 | 18.8382 | 34.5446 | 11.4251 | 8.3345 | 18.1871 | 34.6157 | 11.3588 | 8.2861 | 17.9377 | 34.6923 | 11.2928 | 8.238 | 17.7991 | 34.7755 | 11.1778 | 8.154 | 17.4886 | 34.8653 | 11.1033 | 8.0997 | 17.1986 | 34.9312 | 11.0562 | 8.0653 | 17.1022 | 35.1972 | 10.7005 | 7.8058 | 16.0933 | 34.9985 | 10.9993 | 8.0238 | 16.9411 | 35.526 | 10.2306 | 7.4631 | 14.2916 | 35.7537 | 10.2544 | 7.4804 | 12.7259 | 35.9655 | 9.8699 | 7.1999 | 11.6944 | 34.3112 | 12.1824 | 8.8869 | 21.9241 | 34.347 | 12.1733 | 8.8803 | 21.8728 | 34.3453 | 12.0336 | 8.7783 | 21.2072 | 34.3748 | 11.9022 | 8.6825 | 20.655 | 34.3932 | 11.8129 | 8.6174 | 20.3058 | 34.4041 | 11.7698 | 8.5859 | 20.2762 | 34.4419 | 11.7293 | 8.5563 | 20.2518 | 34.5068 | 11.6816 | 8.5216 | 20.0135 | 34.5971 | 11.6156 | 8.4734 | 19.7043 | 34.6207 | 11.6054 | 8.466 | 19.6608 | 34.7316 | 11.5296 | 8.4107 | 19.2804 | 34.6465 | 11.5816 | 8.4486 | 19.5989 | 34.8739 | 11.4745 | 8.3705 | 19.0497 | 35.0078 | 11.7502 | 8.5716 | 18.7529 | 35.1176 | 11.9344 | 8.706 | 18.585 | 34.3144 | 12.1824 | 8.8869 | 21.9241 | 34.33 | 12.17 | 8.8778 | 21.8302 | 34.3873 | 11.985 | 8.7429 | 20.7366 | 34.4716 | 11.7984 | 8.6068 | 19.8053 | 34.5467 | 11.6466 | 8.496 | 19.1697 | 34.6186 | 11.5626 | 8.4347 | 18.9418 | 34.6958 | 11.4733 | 8.3696 | 18.8191 | 34.7776 | 11.3709 | 8.2949 | 18.53 | 34.8676 | 11.299 | 8.2424 | 18.2497 | 34.9322 | 11.2438 | 8.2022 | 18.1493 | 35.1797 | 10.9791 | 8.0091 | 17.4158 | 34.9966 | 11.1976 | 8.1685 | 17.9788 | 35.4349 | 10.8514 | 7.9159 | 16.8444 | 35.6256 | 11.1602 | 8.1412 | 16.4063 | 35.7647 | 10.9262 | 7.9705 | 16.2504 | 34.3156 | 12.1824 | 8.8869 | 21.9241 | 34.3262 | 11.9785 | 8.7382 | 20.5957 | 34.3831 | 11.7567 | 8.5763 | 19.3442 | 34.4708 | 11.5575 | 8.4311 | 18.4259 | 34.5539 | 11.3778 | 8.3 | 17.7759 | 34.6416 | 11.2556 | 8.2108 | 17.5455 | 34.7385 | 11.1745 | 8.1516 | 17.4279 | 34.8411 | 11.0774 | 8.0808 | 17.1221 | 34.9624 | 10.9787 | 8.0088 | 16.8387 | 35.0571 | 10.8921 | 7.9457 | 16.7612 | 35.4699 | 10.4923 | 7.654 | 15.7541 | 35.1542 | 10.7789 | 7.8631 | 16.5844 | 35.9372 | 9.9479 | 7.2569 | 14.0816 | 36.2072 | 9.9688 | 7.2721 | 12.7027 | 36.3196 | 9.6269 | 7.0227 | 11.9058 | 34.3156 | 12.1824 | 8.8869 | 21.9241 | 34.3135 | 11.946 | 8.7145 | 20.41 | 34.3558 | 11.7714 | 8.587 | 19.1553 | 34.4321 | 11.5929 | 8.4569 | 18.2613 | 34.5111 | 11.4116 | 8.3246 | 17.6196 | 34.5945 | 11.341 | 8.2731 | 17.433 | 34.6898 | 11.2648 | 8.2175 | 17.3415 | 34.7965 | 11.1349 | 8.1227 | 16.999 | 34.9336 | 10.9303 | 7.9735 | 16.4694 | 35.0516 | 10.802 | 7.8799 | 16.14 | 35.5098 | 10.5823 | 7.7196 | 14.3838 | 35.1702 | 10.6932 | 7.8005 | 15.6896 | 35.9511 | 9.7715 | 7.1282 | 12.8047 | 36.1301 | 9.3373 | 6.8114 | 11.7704 | 36.1474 | 9.3477 | 6.819 | 11.9444
BRAMHALL | HAZEL GROVE | BREDBURY | 389440 | 386463 | 23.3487 | 13.1807 | 9.4732 | 10.3417 | 23.4981 | 12.9188 | 9.285 | 9.2056 | 23.5923 | 12.6941 | 9.1235 | 8.8542 | 23.7076 | 12.7833 | 9.1876 | 8.7841 | 23.8349 | 12.6971 | 9.1257 | 8.5803 | 23.9805 | 12.6125 | 9.0649 | 8.262 | 24.1459 | 12.53 | 9.0056 | 8.0498 | 24.3266 | 12.4417 | 8.9421 | 7.8724 | 24.4948 | 12.3373 | 8.8671 | 7.6453 | 24.6019 | 12.2368 | 8.7949 | 7.4263 | 24.951 | 11.6806 | 8.3951 | 5.8114 | 24.7009 | 12.1479 | 8.7309 | 7.2384 | 25.2403 | 10.522 | 7.5624 | 1.4943 | 25.3901 | 9.4969 | 6.8256 | -2.1356 | 25.4531 | 8.7674 | 6.3013 | -4.4813 | 23.3323 | 13.1807 | 9.4732 | 10.3417 | 23.493 | 13.0131 | 9.3527 | 9.5961 | 23.54 | 12.948 | 9.306 | 9.4938 | 23.5819 | 12.8096 | 9.2065 | 9.5635 | 23.623 | 12.9188 | 9.285 | 9.4924 | 23.6684 | 12.8917 | 9.2655 | 9.3305 | 23.7315 | 12.8474 | 9.2337 | 9.1879 | 23.8149 | 12.7852 | 9.189 | 8.9585 | 23.9043 | 12.7038 | 9.1304 | 8.6508 | 23.9557 | 12.6476 | 9.0901 | 8.4961 | 24.1499 | 12.4918 | 8.9781 | 7.9987 | 24.0032 | 12.6026 | 9.0577 | 8.3566 | 24.3909 | 12.3177 | 8.853 | 7.5529 | 24.4713 | 12.1971 | 8.7663 | 7.2703 | 24.5166 | 12.1343 | 8.7211 | 7.2754 | 23.3487 | 13.1807 | 9.4732 | 10.3417 | 23.4981 | 13.0015 | 9.3444 | 9.6062 | 23.5923 | 12.8252 | 9.2177 | 9.3173 | 23.7076 | 12.8963 | 9.2688 | 9.265 | 23.8349 | 12.8424 | 9.2301 | 9.1063 | 23.9805 | 12.7486 | 9.1627 | 8.8726 | 24.1459 | 12.6794 | 9.1129 | 8.7522 | 24.3266 | 12.6153 | 9.0669 | 8.6431 | 24.4948 | 12.5173 | 8.9965 | 8.452 | 24.6019 | 12.4143 | 8.9224 | 8.2486 | 24.951 | 12.0506 | 8.661 | 7.5755 | 24.7009 | 12.3232 | 8.8569 | 8.061 | 25.2403 | 11.6607 | 8.3808 | 7.0082 | 25.3901 | 11.2521 | 8.0871 | 6.6749 | 25.4531 | 11.0354 | 7.9314 | 6.7704 | 23.3556 | 13.1807 | 9.4732 | 10.3417 | 23.5072 | 12.8621 | 9.2442 | 9.0407 | 23.6175 | 12.7504 | 9.1639 | 8.7033 | 23.7656 | 12.7393 | 9.156 | 8.6637 | 23.9409 | 12.642 | 9.086 | 8.4968 | 24.1362 | 12.5186 | 8.9974 | 8.2437 | 24.3366 | 12.3542 | 8.8792 | 8.1249 | 24.5233 | 12.2285 | 8.7889 | 8.0584 | 24.7587 | 12.0382 | 8.6521 | 7.9233 | 24.9117 | 11.8516 | 8.5179 | 7.7664 | 25.4242 | 10.9215 | 7.8495 | 6.3696 | 25.0474 | 11.5465 | 8.2987 | 7.6457 | 25.9575 | 9.7483 | 7.0063 | 2.293 | 26.2419 | 8.8022 | 6.3263 | -1.1357 | 26.3792 | 8.1347 | 5.8466 | -3.3233 | 23.3556 | 13.1807 | 9.4732 | 10.3417 | 23.4877 | 12.8617 | 9.2439 | 8.9867 | 23.5755 | 12.7842 | 9.1882 | 8.6861 | 23.702 | 12.7966 | 9.1972 | 8.6721 | 23.8548 | 12.7033 | 9.1301 | 8.5362 | 24.027 | 12.5399 | 9.0127 | 8.3304 | 24.2187 | 12.444 | 8.9437 | 8.255 | 24.3997 | 12.3126 | 8.8493 | 8.077 | 24.6584 | 12.0455 | 8.6574 | 7.189 | 24.8488 | 11.7734 | 8.4618 | 6.2521 | 25.4633 | 10.6132 | 7.6279 | 2.7125 | 25.0234 | 11.5044 | 8.2684 | 5.3376 | 25.9705 | 9.3182 | 6.6972 | -1.0752 | 26.1993 | 8.6713 | 6.2322 | -3.4163 | 26.2056 | 8.5676 | 6.1577 | -2.7102
BRIDGEWATER | BLOOM ST | SOUTH MANCHESTER | 383543 | 397628 | 30.8817 | 13.5211 | 9.8635 | 13.5232 | 30.8903 | 13.2755 | 9.6843 | 12.3905 | 30.9558 | 13.153 | 9.5949 | 12.0801 | 31.0643 | 12.6012 | 9.1924 | 11.7141 | 31.1557 | 12.5494 | 9.1546 | 11.4053 | 31.2328 | 12.5486 | 9.154 | 11.104 | 31.312 | 12.5302 | 9.1406 | 10.885 | 31.3916 | 12.5035 | 9.1211 | 10.7166 | 31.4739 | 12.4547 | 9.0855 | 10.481 | 31.5432 | 12.4018 | 9.047 | 10.2434 | 31.7846 | 12.1461 | 8.8604 | 9.2789 | 31.6099 | 12.3493 | 9.0086 | 10.0311 | 32.0094 | 11.7814 | 8.5944 | 7.8173 | 32.1549 | 12.0822 | 8.8138 | 6.6606 | 32.2583 | 12.4281 | 9.0661 | 5.751 | 30.8821 | 13.5211 | 9.8635 | 13.5232 | 30.9078 | 13.4643 | 9.822 | 13.3301 | 30.8826 | 13.4682 | 9.8248 | 13.47 | 30.9072 | 13.4302 | 9.7971 | 13.4172 | 30.9102 | 13.3986 | 9.7741 | 13.4348 | 30.8914 | 13.3736 | 9.7559 | 13.4985 | 30.9055 | 13.3672 | 9.7512 | 13.5268 | 30.9502 | 13.3456 | 9.7355 | 13.4922 | 31.024 | 13.2985 | 9.7011 | 13.3237 | 31.0551 | 13.2606 | 9.6734 | 13.1869 | 31.1656 | 13.1274 | 9.5762 | 12.7258 | 31.0857 | 13.2246 | 9.6472 | 13.0658 | 31.2694 | 12.9485 | 9.4458 | 12.2724 | 31.3307 | 13.3551 | 9.7424 | 12.0003 | 31.3755 | 13.6835 | 9.9819 | 11.7711 | 30.8817 | 13.5211 | 9.8635 | 13.5232 | 30.8903 | 13.4271 | 9.7949 | 13.1392 | 30.9558 | 13.3338 | 9.7268 | 12.9203 | 31.0643 | 12.7637 | 9.3109 | 12.5608 | 31.1557 | 12.7262 | 9.2836 | 12.2597 | 31.2328 | 12.7003 | 9.2647 | 11.9711 | 31.312 | 12.6853 | 9.2538 | 11.7621 | 31.3916 | 12.6633 | 9.2377 | 11.599 | 31.4739 | 12.6184 | 9.205 | 11.3658 | 31.5432 | 12.567 | 9.1675 | 11.1277 | 31.7846 | 12.3489 | 9.0084 | 10.3 | 31.6099 | 12.517 | 9.1309 | 10.9121 | 32.0094 | 12.1348 | 8.8522 | 9.4746 | 32.1549 | 12.5757 | 9.1738 | 8.9246 | 32.2583 | 13.0277 | 9.5035 | 8.5041 | 30.8817 | 13.5211 | 9.8635 | 13.5232 | 30.883 | 13.1963 | 9.6265 | 11.9377 | 30.9422 | 13.0736 | 9.537 | 11.6136 | 31.0453 | 12.5513 | 9.156 | 11.2919 | 31.1329 | 12.5619 | 9.1638 | 11.0294 | 31.2061 | 12.5158 | 9.1301 | 10.7771 | 31.2826 | 12.4881 | 9.1099 | 10.6291 | 31.3588 | 12.4594 | 9.089 | 10.5354 | 31.4403 | 12.4067 | 9.0505 | 10.3578 | 31.5055 | 12.3477 | 9.0075 | 10.1717 | 31.7221 | 12.0657 | 8.8018 | 9.3997 | 31.567 | 12.287 | 8.9632 | 10.0137 | 31.9103 | 11.7195 | 8.5492 | 8.1768 | 32.0064 | 12.0511 | 8.7911 | 7.2668 | 32.0529 | 12.4439 | 9.0776 | 6.6067 | 30.8817 | 13.5211 | 9.8635 | 13.5232 | 30.8773 | 13.1576 | 9.5983 | 11.6962 | 30.9289 | 13.0222 | 9.4995 | 11.3567 | 31.0241 | 12.5806 | 9.1774 | 11.0496 | 31.1035 | 12.5586 | 9.1613 | 10.802 | 31.1683 | 12.5008 | 9.1192 | 10.5637 | 31.2362 | 12.4606 | 9.0899 | 10.4304 | 31.3045 | 12.4144 | 9.0561 | 10.3365 | 31.3808 | 12.3174 | 8.9854 | 10.0428 | 31.4486 | 12.2237 | 8.9171 | 9.7306 | 31.6735 | 11.8906 | 8.674 | 8.5947 | 31.5133 | 12.1313 | 8.8496 | 9.4431 | 31.8572 | 11.5565 | 8.4303 | 7.4093 | 31.9443 | 12.4133 | 9.0554 | 6.6718 | 31.9716 | 12.3076 | 8.9782 | 6.5272
BRINKSWAY | ADSWOOD | BREDBURY | 388434 | 389885 | 29.8799 | 13.389 | 9.7671 | 18.4116 | 29.9919 | 12.6908 | 9.2578 | 14.4973 | 30.0637 | 12.4704 | 9.0969 | 13.496 | 30.1576 | 12.3376 | 9.0001 | 13.2101 | 30.2523 | 12.1782 | 8.8838 | 12.6889 | 30.352 | 12.0081 | 8.7598 | 12.0745 | 30.4757 | 11.8903 | 8.6738 | 11.8379 | 30.6149 | 11.674 | 8.516 | 11.3073 | 30.7594 | 11.5865 | 8.4522 | 10.8648 | 30.8839 | 11.462 | 8.3614 | 10.4468 | 31.401 | 10.9914 | 8.0181 | 9.5536 | 31.0104 | 11.3582 | 8.2856 | 10.3605 | 32.0353 | 10.3767 | 7.5696 | 7.2678 | 32.4675 | 9.6887 | 7.0678 | 4.7126 | 32.7262 | 9.2217 | 6.7271 | 3.1963 | 29.871 | 13.389 | 9.7671 | 18.4116 | 30.0115 | 13.1486 | 9.5918 | 17.2061 | 30.0484 | 13.0497 | 9.5196 | 16.768 | 30.1099 | 12.9948 | 9.4795 | 16.6134 | 30.1737 | 12.8996 | 9.4101 | 16.2897 | 30.2431 | 12.7929 | 9.3322 | 15.9207 | 30.335 | 12.7398 | 9.2935 | 15.7735 | 30.4608 | 12.6315 | 9.2145 | 15.325 | 30.6019 | 12.5199 | 9.1331 | 14.8976 | 30.6793 | 12.44 | 9.0748 | 14.5761 | 31.038 | 12.319 | 8.9866 | 14.233 | 30.7609 | 12.4129 | 9.0551 | 14.5581 | 31.4505 | 12.0337 | 8.7784 | 13.6833 | 31.7067 | 11.7655 | 8.5828 | 13.1191 | 31.8754 | 11.6929 | 8.5298 | 12.9207 | 29.8799 | 13.389 | 9.7671 | 18.4116 | 30.0022 | 13.03 | 9.5052 | 16.4897 | 30.0742 | 12.8598 | 9.381 | 15.7632 | 30.1686 | 12.7281 | 9.285 | 15.4641 | 30.2611 | 12.5787 | 9.176 | 14.98 | 30.3606 | 12.4167 | 9.0578 | 14.433 | 30.4712 | 12.3092 | 8.9794 | 14.2132 | 30.6011 | 12.1115 | 8.8352 | 13.7337 | 30.7426 | 12.0157 | 8.7653 | 13.3116 | 30.86 | 11.9003 | 8.6811 | 12.9027 | 31.3488 | 11.5155 | 8.4004 | 12.4232 | 30.9792 | 11.7955 | 8.6046 | 12.8071 | 31.8616 | 11.3176 | 8.256 | 11.8997 | 32.1607 | 11.0704 | 8.0757 | 11.4111 | 32.3251 | 10.9263 | 7.9706 | 11.3849 | 29.8819 | 13.389 | 9.7671 | 18.4116 | 30.0069 | 12.4497 | 9.0819 | 13.1012 | 30.0846 | 12.1927 | 8.8944 | 11.9302 | 30.1914 | 12.0609 | 8.7983 | 11.6752 | 30.3081 | 11.8751 | 8.6627 | 11.1525 | 30.4452 | 11.5795 | 8.4471 | 10.5343 | 30.6009 | 11.5332 | 8.4133 | 10.3371 | 30.7705 | 11.3038 | 8.246 | 9.824 | 30.9602 | 11.1383 | 8.1252 | 9.3915 | 31.1263 | 10.9775 | 8.0079 | 8.977 | 31.9458 | 10.5953 | 7.7291 | 8.1321 | 31.2942 | 10.8336 | 7.9029 | 8.9031 | 33.0009 | 9.8201 | 7.1636 | 5.9683 | 33.4786 | 9.1541 | 6.6778 | 3.8045 | 33.7653 | 8.6653 | 6.3212 | 2.215 | 29.8819 | 13.389 | 9.7671 | 18.4116 | 29.9974 | 12.341 | 9.0026 | 12.4208 | 30.0638 | 12.0763 | 8.8095 | 11.1864 | 30.1577 | 11.9491 | 8.7167 | 10.9647 | 30.2745 | 11.7388 | 8.5633 | 10.4636 | 30.4264 | 11.5244 | 8.4069 | 9.8689 | 30.6005 | 11.3646 | 8.2903 | 9.7097 | 30.793 | 11.175 | 8.152 | 9.1691 | 31.1241 | 10.9026 | 7.9533 | 8.384 | 31.4266 | 10.6155 | 7.7438 | 7.5951 | 32.2422 | 10.0447 | 7.3275 | 5.7171 | 31.6858 | 10.5531 | 7.6983 | 7.1453 | 33.0868 | 9.2014 | 6.7123 | 3.7039 | 33.5564 | 8.6769 | 6.3297 | 1.8488 | 33.63 | 8.5687 | 6.2507 | 2.1014
BROADHEATH | ALTRINCHAM | CARRINGTON | 376412 | 389026 | 2.6844 | 0.44197 | 0.31765 | 2.6844 | 2.6844 | 0.44197 | 0.31765 | 2.6844 | 2.6844 | 0.44197 | 0.31765 | 2.6844 | 2.6844 | 0.44197 | 0.31765 | 2.6844 | 2.6844 | 0.44197 | 0.31765 | 2.6844 | 2.6844 | 0.44197 | 0.31765 | 2.6844 | 2.6844 | 0.44197 | 0.31765 | 2.6844 | 2.6844 | 0.44197 | 0.31765 | 2.6844 | 2.6844 | 0.44197 | 0.31765 | 2.6844 | 2.6844 | 0.44197 | 0.31765 | 2.6844 | 2.6844 | 0.44197 | 0.31765 | 2.6844 | 2.6844 | 0.44197 | 0.31765 | 2.6844 | 2.6844 | 0.44197 | 0.31765 | -0.13904 | 2.6844 | 0.44197 | 0.31765 | -7.1004 | 2.6844 | 0.44197 | 0.31765 | -12.5489 | 2.6844 | 0.44197 | 0.31765 | 2.6844 | 2.6844 | 0.44197 | 0.31765 | 2.6844 | 2.6844 | 0.44197 | 0.31765 | 2.6844 | 2.6844 | 0.44197 | 0.31765 | 2.6844 | 2.6844 | 0.44197 | 0.31765 | 2.6844 | 2.6844 | 0.44197 | 0.31765 | 2.6844 | 2.6844 | 0.44197 | 0.31765 | 2.6844 | 2.6844 | 0.44197 | 0.31765 | 2.6844 | 2.6844 | 0.44197 | 0.31765 | 2.6844 | 2.6844 | 0.44197 | 0.31765 | 2.6844 | 2.6844 | 0.44197 | 0.31765 | 2.6844 | 2.6844 | 0.44197 | 0.31765 | 2.6844 | 2.6844 | 0.44197 | 0.31765 | 2.6844 | 2.6844 | 0.44197 | 0.31765 | 2.6844 | 2.6844 | 0.44197 | 0.31765 | 2.6844 | 2.6844 | 0.44197 | 0.31765 | 2.6844 | 2.6844 | 0.44197 | 0.31765 | 2.6844 | 2.6844 | 0.44197 | 0.31765 | 2.6844 | 2.6844 | 0.44197 | 0.31765 | 2.6844 | 2.6844 | 0.44197 | 0.31765 | 2.6844 | 2.6844 | 0.44197 | 0.31765 | 2.6844 | 2.6844 | 0.44197 | 0.31765 | 2.6844 | 2.6844 | 0.44197 | 0.31765 | 2.6844 | 2.6844 | 0.44197 | 0.31765 | 2.6844 | 2.6844 | 0.44197 | 0.31765 | 2.6844 | 2.6844 | 0.44197 | 0.31765 | 2.6844 | 2.6844 | 0.44197 | 0.31765 | 2.6844 | 2.6844 | 0.44197 | 0.31765 | 2.6844 | 2.6844 | 0.44197 | 0.31765 | 2.6844 | 2.6844 | 0.44197 | 0.31765 | 2.6844 | 2.6844 | 0.44197 | 0.31765 | 2.6844 | 2.6844 | 0.44197 | 0.31765 | 2.6844 | 2.6844 | 0.44197 | 0.31765 | 2.6844 | 2.6844 | 0.44197 | 0.31765 | 2.6844 | 2.6844 | 0.44197 | 0.31765 | 2.6844 | 2.6844 | 0.44197 | 0.31765 | 2.6844 | 2.6844 | 0.44197 | 0.31765 | 2.6844 | 2.6844 | 0.44197 | 0.31765 | 2.6844 | 2.6844 | 0.44197 | 0.31765 | 2.6844 | 2.6844 | 0.44197 | 0.31765 | 2.6844 | 2.6844 | 0.44197 | 0.31765 | 2.6844 | 2.6844 | 0.44197 | 0.31765 | 2.6844 | 2.6844 | 0.44197 | 0.31765 | 1.1558 | 2.6844 | 0.44197 | 0.31765 | -5.3791 | 2.6844 | 0.44197 | 0.31765 | -10.2457 | 2.6844 | 0.44197 | 0.31765 | 2.6844 | 2.6844 | 0.44197 | 0.31765 | 2.6844 | 2.6844 | 0.44197 | 0.31765 | 2.6844 | 2.6844 | 0.44197 | 0.31765 | 2.6844 | 2.6844 | 0.44197 | 0.31765 | 2.6844 | 2.6844 | 0.44197 | 0.31765 | 2.6844 | 2.6844 | 0.44197 | 0.31765 | 2.6844 | 2.6844 | 0.44197 | 0.31765 | 2.6844 | 2.6844 | 0.44197 | 0.31765 | 2.6844 | 2.6844 | 0.44197 | 0.31765 | 2.6844 | 2.6844 | 0.44197 | 0.31765 | 2.6844 | 2.6844 | 0.44197 | 0.31765 | 2.6844 | 2.6844 | 0.44197 | 0.31765 | -4.1605 | 2.6844 | 0.44197 | 0.31765 | -8.8755 | 2.6844 | 0.44197 | 0.31765 | -8.9159
BROADWAY | LANCASTER | HEYSHAM | 344792 | 464471 | 25.8783 | 8.7713 | 6.3985 | 17.0421 | 26.0289 | 8.5115 | 6.209 | 16.1678 | 26.1253 | 8.3486 | 6.0902 | 15.8457 | 26.2465 | 8.1662 | 5.9571 | 15.4626 | 26.349 | 8.0272 | 5.8557 | 15.2538 | 26.4632 | 7.8625 | 5.7356 | 14.9349 | 26.5923 | 7.6404 | 5.5736 | 14.4734 | 26.7396 | 7.5433 | 5.5028 | 14.301 | 26.9069 | 7.4109 | 5.4061 | 14.0161 | 27.0329 | 7.2844 | 5.3139 | 13.7108 | 27.5211 | 6.722 | 4.9036 | 11.6405 | 27.1575 | 7.1861 | 5.2422 | 13.3685 | 28.1054 | 5.7698 | 4.209 | 6.5347 | 28.5114 | 7.3311 | 5.3479 | 1.7314 | 28.8806 | 6.7887 | 4.9522 | -0.16216 | 25.863 | 8.7713 | 6.3985 | 17.0421 | 26.0123 | 8.5832 | 6.2613 | 16.2412 | 26.0345 | 8.5229 | 6.2173 | 16.1119 | 26.0793 | 8.446 | 6.1612 | 15.8763 | 26.1212 | 8.3763 | 6.1104 | 15.794 | 26.1641 | 8.3029 | 6.0569 | 15.622 | 26.2293 | 8.1892 | 5.9739 | 15.2502 | 26.319 | 8.1149 | 5.9197 | 15.0387 | 26.424 | 8.01 | 5.8432 | 14.6916 | 26.4855 | 7.9425 | 5.794 | 14.4708 | 26.7193 | 7.7155 | 5.6284 | 13.6394 | 26.5417 | 7.8856 | 5.7524 | 14.2187 | 27.0076 | 7.4457 | 5.4315 | 12.8005 | 27.2912 | 8.6556 | 6.3142 | 11.8769 | 27.534 | 10.1497 | 7.404 | 12.2275 | 25.8783 | 8.7713 | 6.3985 | 17.0421 | 26.0295 | 8.5635 | 6.2469 | 16.2059 | 26.1262 | 8.4167 | 6.1399 | 15.9121 | 26.2477 | 8.2411 | 6.0118 | 15.574 | 26.3529 | 8.1156 | 5.9202 | 15.434 | 26.4685 | 7.9779 | 5.8198 | 15.2266 | 26.5988 | 7.7928 | 5.6848 | 14.8958 | 26.7434 | 7.7097 | 5.6241 | 14.8228 | 26.9111 | 7.5885 | 5.5357 | 14.5968 | 27.0346 | 7.4648 | 5.4455 | 14.3276 | 27.489 | 7.1037 | 5.182 | 13.3116 | 27.154 | 7.3659 | 5.3734 | 14.0088 | 27.9377 | 6.9792 | 5.0912 | 12.3673 | 28.2757 | 9.3004 | 6.7845 | 11.3955 | 28.511 | 9.2408 | 6.7411 | 11.8794 | 25.8837 | 8.7713 | 6.3985 | 17.0421 | 26.0366 | 8.4716 | 6.1799 | 16.1183 | 26.1479 | 8.3014 | 6.0558 | 15.8136 | 26.2882 | 8.113 | 5.9183 | 15.4551 | 26.4345 | 7.9227 | 5.7795 | 15.277 | 26.6112 | 7.6893 | 5.6092 | 15.0099 | 26.8105 | 7.4024 | 5.4 | 14.6251 | 27.024 | 7.2286 | 5.2732 | 14.5447 | 27.2863 | 7.0263 | 5.1256 | 14.3352 | 27.4964 | 6.8373 | 4.9877 | 14.0733 | 28.4652 | 6.1728 | 4.503 | 12.0999 | 27.7029 | 6.6892 | 4.8797 | 13.7857 | 29.6126 | 5.1467 | 3.7544 | 7.1085 | 30.1473 | 6.6563 | 4.8557 | 2.4764 | 30.3982 | 6.1756 | 4.505 | 0.82444 | 25.8837 | 8.7713 | 6.3985 | 17.0421 | 26.0255 | 8.4768 | 6.1837 | 16.1268 | 26.1236 | 8.3169 | 6.067 | 15.8634 | 26.2529 | 8.1335 | 5.9333 | 15.5278 | 26.4032 | 7.9418 | 5.7934 | 15.371 | 26.5816 | 7.7394 | 5.6458 | 15.1436 | 26.7894 | 7.5689 | 5.5214 | 14.7928 | 27.0383 | 7.5159 | 5.4827 | 14.6125 | 27.4375 | 7.3188 | 5.339 | 13.5891 | 27.7926 | 7.1532 | 5.2182 | 12.4788 | 28.9293 | 8.6922 | 6.3408 | 8.0714 | 28.0942 | 7.0891 | 5.1714 | 11.279 | 29.8075 | 7.3563 | 5.3663 | 3.3782 | 30.1859 | 6.466 | 4.7168 | -0.11844 | 30.212 | 6.5919 | 4.8087 | 1.5035
BUCKSHAW | LEYLAND | PENWORTHAM WEST / STANAH | 356748 | 421312 | 27.9048 | 14.317 | 10.2899 | 18.5001 | 27.9668 | 13.8504 | 9.9546 | 17.0994 | 28.0459 | 13.5377 | 9.7298 | 16.5566 | 28.1456 | 13.3039 | 9.5618 | 16.2727 | 28.2343 | 13.0427 | 9.374 | 15.9583 | 28.328 | 12.8356 | 9.2252 | 15.6707 | 28.4295 | 12.7211 | 9.1429 | 15.366 | 28.5484 | 12.627 | 9.0753 | 15.0994 | 28.6766 | 12.5284 | 9.0044 | 14.8085 | 28.7968 | 12.4348 | 8.9371 | 14.5256 | 29.3954 | 12.0118 | 8.6331 | 12.9748 | 28.9306 | 12.3568 | 8.881 | 14.2481 | 30.3678 | 11.357 | 8.1625 | 9.9174 | 31.1445 | 11.6296 | 8.3585 | 7.4287 | 31.8317 | 11.2256 | 8.068 | 5.2935 | 27.8937 | 14.317 | 10.2899 | 18.5001 | 27.9621 | 14.0314 | 10.0846 | 17.821 | 27.9747 | 13.8362 | 9.9444 | 17.6378 | 28.0165 | 13.6407 | 9.8038 | 17.5117 | 28.0479 | 13.4481 | 9.6654 | 17.351 | 28.0723 | 13.2831 | 9.5469 | 17.2302 | 28.1172 | 13.2004 | 9.4874 | 17.0201 | 28.1809 | 13.1367 | 9.4416 | 16.7523 | 28.2675 | 13.0548 | 9.3828 | 16.4185 | 28.331 | 12.9922 | 9.3377 | 16.1844 | 28.6789 | 12.7639 | 9.1737 | 15.2346 | 28.4043 | 12.9272 | 9.291 | 15.9519 | 29.1871 | 12.5051 | 8.9877 | 14.1989 | 29.7625 | 12.8138 | 9.2095 | 13.4182 | 30.299 | 13.1441 | 9.4469 | 12.7491 | 27.9048 | 14.317 | 10.2899 | 18.5001 | 27.9684 | 13.9543 | 10.0292 | 17.5386 | 28.048 | 13.6768 | 9.8298 | 17.1055 | 28.1484 | 13.4694 | 9.6807 | 16.8338 | 28.2441 | 13.2288 | 9.5078 | 16.5366 | 28.3414 | 12.997 | 9.3412 | 16.2807 | 28.4458 | 12.8739 | 9.2527 | 16.0148 | 28.558 | 12.7872 | 9.1904 | 15.7804 | 28.6871 | 12.6926 | 9.1224 | 15.4981 | 28.801 | 12.5951 | 9.0524 | 15.2164 | 29.3148 | 12.2582 | 8.8102 | 14.0874 | 28.9218 | 12.5112 | 8.9921 | 14.9374 | 29.9548 | 11.9935 | 8.62 | 12.8782 | 30.5944 | 12.608 | 9.0616 | 11.9883 | 31.1363 | 12.475 | 8.966 | 11.2927 | 27.9094 | 14.317 | 10.2899 | 18.5001 | 27.9708 | 13.7423 | 9.8769 | 16.7014 | 28.0519 | 13.4617 | 9.6752 | 16.1078 | 28.1608 | 13.2399 | 9.5158 | 15.8535 | 28.2755 | 12.9602 | 9.3147 | 15.5637 | 28.4249 | 12.6824 | 9.1151 | 15.3005 | 28.5967 | 12.5409 | 9.0134 | 15.0332 | 28.7872 | 12.4348 | 8.9371 | 14.8151 | 29.0106 | 12.3222 | 8.8562 | 14.5492 | 29.2307 | 12.2014 | 8.7694 | 14.2546 | 30.4134 | 11.609 | 8.3437 | 12.5165 | 29.4777 | 12.0992 | 8.696 | 13.9545 | 31.7302 | 10.8081 | 7.768 | 9.3094 | 32.5084 | 11.0734 | 7.9587 | 6.8778 | 32.9641 | 10.7453 | 7.7229 | 5.2001 | 27.9094 | 14.317 | 10.2899 | 18.5001 | 27.9696 | 13.7099 | 9.8536 | 16.5019 | 28.048 | 13.4581 | 9.6726 | 15.8804 | 28.1653 | 13.2676 | 9.5357 | 15.6363 | 28.3187 | 13.0145 | 9.3538 | 15.3367 | 28.5081 | 12.7693 | 9.1776 | 15.068 | 28.7284 | 12.6511 | 9.0926 | 14.7826 | 28.9884 | 12.5596 | 9.0268 | 14.4836 | 29.3329 | 12.3876 | 8.9032 | 13.8341 | 29.6721 | 12.219 | 8.7821 | 13.1488 | 30.9709 | 12.1756 | 8.7508 | 10.3572 | 30.026 | 12.0986 | 8.6955 | 12.4597 | 32.0821 | 11.3257 | 8.14 | 7.3301 | 32.6716 | 11.0699 | 7.9561 | 5.5604 | 32.8103 | 10.9115 | 7.8423 | 5.3471
BURNLEY | BURNLEY | ROCHDALE | 385569 | 434469 | 15.3899 | 5.9887 | 4.3687 | 15.3899 | 15.574 | 5.6137 | 4.0951 | 15.574 | 15.645 | 5.4946 | 4.0082 | 15.645 | 15.7481 | 5.3524 | 3.9045 | 15.6924 | 15.8539 | 5.2115 | 3.8017 | 15.3019 | 15.9688 | 5.0608 | 3.6918 | 14.9368 | 16.0999 | 5.0079 | 3.6532 | 14.8687 | 16.2464 | 4.8799 | 3.5598 | 14.5372 | 16.3996 | 4.771 | 3.4804 | 14.2747 | 16.5036 | 4.699 | 3.4278 | 14.0239 | 16.8654 | 4.2583 | 3.1063 | 12.4642 | 16.6014 | 4.6472 | 3.39 | 13.9457 | 17.216 | 3.3101 | 2.4147 | 7.813 | 17.42 | 3.612 | 2.6349 | 4.0554 | 17.385 | 2.82 | 2.0572 | 1.3668 | 15.3832 | 5.9887 | 4.3687 | 15.3832 | 15.5749 | 5.7167 | 4.1703 | 15.5749 | 15.5742 | 5.673 | 4.1383 | 15.5742 | 15.6019 | 5.5888 | 4.077 | 15.6019 | 15.623 | 5.4753 | 3.9942 | 15.623 | 15.639 | 5.3667 | 3.9149 | 15.639 | 15.679 | 5.3304 | 3.8884 | 15.679 | 15.7439 | 5.2299 | 3.8151 | 15.4765 | 15.8252 | 5.1388 | 3.7487 | 15.1337 | 15.8639 | 5.0891 | 3.7125 | 14.9306 | 16.0077 | 4.9717 | 3.6268 | 14.4879 | 15.9001 | 5.0655 | 3.6952 | 14.8765 | 16.1635 | 4.8328 | 3.5255 | 13.8602 | 16.2841 | 5.4333 | 3.9635 | 13.509 | 16.3716 | 6.1287 | 4.4708 | 13.2075 | 15.3899 | 5.9887 | 4.3687 | 15.3899 | 15.5741 | 5.6555 | 4.1256 | 15.5741 | 15.6452 | 5.5443 | 4.0445 | 15.6452 | 15.7484 | 5.4318 | 3.9624 | 15.7484 | 15.855 | 5.2873 | 3.857 | 15.5336 | 15.9703 | 5.1429 | 3.7517 | 15.2398 | 16.1017 | 5.1015 | 3.7214 | 15.2473 | 16.2475 | 4.9898 | 3.64 | 14.9755 | 16.4007 | 4.8835 | 3.5624 | 14.7343 | 16.5041 | 4.8114 | 3.5099 | 14.4861 | 16.8565 | 4.5691 | 3.3331 | 13.8932 | 16.6004 | 4.7559 | 3.4694 | 14.3935 | 17.1697 | 4.4799 | 3.268 | 13.1477 | 17.3551 | 5.5871 | 4.0757 | 12.731 | 17.4441 | 5.3036 | 3.8689 | 12.5189 | 15.3927 | 5.9887 | 4.3687 | 15.3927 | 15.5768 | 5.5343 | 4.0372 | 15.5768 | 15.656 | 5.414 | 3.9494 | 15.5642 | 15.779 | 5.2906 | 3.8594 | 15.3936 | 15.9174 | 5.0925 | 3.7149 | 15.0298 | 16.0709 | 4.924 | 3.592 | 14.7152 | 16.243 | 4.8543 | 3.5411 | 14.724 | 16.4195 | 4.7443 | 3.4609 | 14.4816 | 16.6141 | 4.6366 | 3.3823 | 14.2946 | 16.7607 | 4.5072 | 3.288 | 14.0975 | 17.2929 | 3.9985 | 2.9168 | 12.6956 | 16.8959 | 4.4483 | 3.2449 | 14.0742 | 17.8291 | 2.8921 | 2.1097 | 8.2147 | 18.1625 | 3.1055 | 2.2654 | 4.6067 | 14.4948 | 2.3512 | 1.7152 | 2.0812 | 15.3927 | 5.9887 | 4.3687 | 15.3927 | 15.5631 | 5.521 | 4.0275 | 15.5631 | 15.6258 | 5.4207 | 3.9543 | 15.4803 | 15.735 | 5.2762 | 3.8489 | 15.3459 | 15.863 | 5.1124 | 3.7294 | 15.0204 | 16.0067 | 4.9673 | 3.6236 | 14.7568 | 16.1717 | 4.9362 | 3.6009 | 14.81 | 16.3554 | 4.711 | 3.4366 | 14.4347 | 16.5835 | 4.613 | 3.3651 | 13.4199 | 16.7685 | 4.3963 | 3.2071 | 12.3712 | 17.3788 | 4.8435 | 3.5332 | 8.7511 | 16.9424 | 4.2702 | 3.1151 | 11.5128 | 17.9026 | 3.4034 | 2.4827 | 4.6279 | 16.0004 | 2.5954 | 1.8933 | 2.2369 | 14.699 | 2.3843 | 1.7393 | 2.6819
BURNLEY CENTRE | BURNLEY | ROCHDALE | 384308 | 432288 | 22.5491 | 12.2611 | 8.9443 | 15.2876 | 22.6626 | 12.0508 | 8.7909 | 14.1657 | 22.7358 | 11.9919 | 8.7479 | 13.8437 | 22.8336 | 11.8556 | 8.6485 | 13.3937 | 22.9285 | 11.7283 | 8.5556 | 13.0503 | 23.0237 | 11.612 | 8.4708 | 12.7998 | 23.128 | 11.5053 | 8.393 | 12.6442 | 23.2387 | 11.3567 | 8.2845 | 12.2729 | 23.3588 | 11.2295 | 8.1918 | 12.0182 | 23.4241 | 11.1203 | 8.1121 | 11.9291 | 23.6475 | 10.5228 | 7.6762 | 10.7332 | 23.4846 | 11.0116 | 8.0328 | 11.7479 | 23.8555 | 9.9083 | 7.2279 | 7.0745 | 23.9719 | 10.5011 | 7.6604 | 4.1137 | 24.0317 | 10.2579 | 7.483 | 2.0029 | 22.5466 | 12.2611 | 8.9443 | 15.2876 | 22.7136 | 12.1941 | 8.8954 | 14.9825 | 22.781 | 12.2275 | 8.9198 | 15.0579 | 22.8801 | 12.1831 | 8.8874 | 14.8177 | 22.9398 | 12.1422 | 8.8575 | 14.6725 | 22.997 | 12.1016 | 8.8279 | 14.5916 | 23.0856 | 12.0539 | 8.7932 | 14.477 | 23.2074 | 11.9391 | 8.7094 | 14.0286 | 23.3531 | 11.8413 | 8.6381 | 13.6027 | 23.4071 | 11.8291 | 8.6292 | 13.6621 | 23.6103 | 11.6935 | 8.5303 | 13.3959 | 23.4587 | 11.7831 | 8.5956 | 13.5329 | 23.7588 | 11.4958 | 8.386 | 12.884 | 23.8301 | 11.967 | 8.7298 | 12.6198 | 23.8643 | 12.5857 | 9.1811 | 12.3696 | 22.5491 | 12.2611 | 8.9443 | 15.2876 | 22.6633 | 12.1809 | 8.8858 | 14.9835 | 22.7363 | 12.133 | 8.8509 | 14.8182 | 22.8341 | 11.9968 | 8.7515 | 14.3866 | 22.9291 | 11.8694 | 8.6586 | 14.0577 | 23.0242 | 11.7647 | 8.5822 | 13.8209 | 23.1276 | 11.679 | 8.5197 | 13.6743 | 23.2376 | 11.5379 | 8.4167 | 13.3234 | 23.357 | 11.4117 | 8.3247 | 13.0707 | 23.4216 | 11.3011 | 8.244 | 13.015 | 23.6429 | 10.8196 | 7.8927 | 12.377 | 23.4815 | 11.184 | 8.1586 | 12.786 | 23.8415 | 10.6904 | 7.7985 | 11.784 | 23.9458 | 11.9722 | 8.7335 | 11.3461 | 23.9988 | 12.0858 | 8.8164 | 11.0092 | 22.5502 | 12.2611 | 8.9443 | 15.2876 | 22.663 | 11.9655 | 8.7287 | 13.7914 | 22.7362 | 11.8697 | 8.6588 | 13.4193 | 22.8389 | 11.7166 | 8.5471 | 12.9815 | 22.9435 | 11.5281 | 8.4096 | 12.648 | 23.0494 | 11.3911 | 8.3096 | 12.4162 | 23.1644 | 11.2648 | 8.2175 | 12.2877 | 23.285 | 11.079 | 8.082 | 11.946 | 23.4252 | 10.9021 | 7.953 | 11.7118 | 23.5044 | 10.7393 | 7.8342 | 11.6652 | 23.7912 | 10.3431 | 7.5452 | 10.7061 | 23.5759 | 10.667 | 7.7814 | 11.4755 | 24.1236 | 9.612 | 7.0118 | 7.3051 | 24.3218 | 10.1589 | 7.4107 | 4.5733 | 24.4241 | 9.9013 | 7.2229 | 2.6877 | 22.5502 | 12.2611 | 8.9443 | 15.2876 | 22.6334 | 11.9491 | 8.7167 | 13.6399 | 22.6795 | 11.8213 | 8.6235 | 13.2854 | 22.7507 | 11.6206 | 8.477 | 12.9033 | 22.823 | 11.4162 | 8.328 | 12.6284 | 22.8967 | 11.1723 | 8.15 | 12.4558 | 22.9791 | 11.1138 | 8.1074 | 12.3861 | 23.0717 | 11.0365 | 8.051 | 12.0769 | 23.2038 | 10.8528 | 7.917 | 11.5139 | 23.3081 | 10.5838 | 7.7207 | 10.707 | 23.6567 | 10.8974 | 7.9495 | 7.8844 | 23.4055 | 10.4048 | 7.5901 | 10.0896 | 23.9651 | 9.8099 | 7.1562 | 4.7051 | 24.1188 | 9.7196 | 7.0903 | 2.8229 | 24.1283 | 9.5867 | 6.9933 | 3.1344
BURNLEY NORTH | BURNLEY | ROCHDALE | 384418 | 434168 | 17.9068 | 17.9068 | 17.3923 | 11.2903 | 18.0312 | 18.0312 | 17.2836 | 10.4277 | 18.1594 | 18.1594 | 17.2639 | 10.1735 | 18.31 | 18.31 | 17.2183 | 9.8921 | 18.4207 | 18.4207 | 17.1524 | 9.5104 | 18.539 | 18.539 | 17.058 | 9.1576 | 18.6778 | 18.6778 | 17.0406 | 8.9928 | 18.8295 | 18.8295 | 17.0084 | 8.6724 | 18.9993 | 18.9993 | 16.9654 | 8.3635 | 19.1441 | 19.1441 | 16.9185 | 8.071 | 19.7121 | 19.7121 | 16.7033 | 6.4271 | 19.2875 | 19.2875 | 16.8809 | 7.8496 | 20.3476 | 20.3476 | 16.4343 | 3.2418 | 20.7514 | 20.7514 | 17.316 | 0.82195 | 20.9853 | 20.9853 | 17.1157 | -0.85769 | 17.8992 | 17.8992 | 17.3923 | 11.2903 | 18.0429 | 18.0429 | 17.3181 | 10.6669 | 18.1027 | 18.1027 | 17.3285 | 10.6138 | 18.1932 | 18.1932 | 17.3138 | 10.4541 | 18.2656 | 18.2656 | 17.282 | 10.1851 | 18.3191 | 18.3191 | 17.2507 | 9.9434 | 18.3938 | 18.3938 | 17.2302 | 9.8124 | 18.4945 | 18.4945 | 17.1794 | 9.4458 | 18.6092 | 18.6092 | 17.1261 | 9.0584 | 18.6986 | 18.6986 | 17.0896 | 8.8011 | 19.083 | 19.083 | 16.9589 | 8.024 | 18.7898 | 18.7898 | 17.062 | 8.6367 | 19.4917 | 19.4917 | 16.8308 | 6.9784 | 19.7202 | 19.7202 | 17.4752 | 6.4488 | 19.8589 | 19.8589 | 18.1638 | 6.1418 | 17.9068 | 17.9068 | 17.3923 | 11.2903 | 18.0484 | 18.0484 | 17.2963 | 10.539 | 18.1781 | 18.1781 | 17.2663 | 10.3237 | 18.3154 | 18.3154 | 17.2101 | 10.0585 | 18.4262 | 18.4262 | 17.1384 | 9.7001 | 18.5442 | 18.5442 | 17.0788 | 9.3808 | 18.6746 | 18.6746 | 17.0726 | 9.2564 | 18.8199 | 18.8199 | 17.0449 | 8.9687 | 18.9834 | 18.9834 | 17.0042 | 8.6774 | 19.1219 | 19.1219 | 16.957 | 8.3912 | 19.667 | 19.667 | 16.8037 | 7.2074 | 19.2592 | 19.2592 | 16.9155 | 8.1484 | 20.2031 | 20.2031 | 16.7763 | 5.9452 | 20.4909 | 20.4909 | 17.898 | 5.3078 | 20.6502 | 20.6502 | 17.8674 | 4.9611 | 17.91 | 17.91 | 17.3923 | 11.2903 | 18.0603 | 18.0603 | 17.2516 | 10.273 | 18.2033 | 18.2033 | 17.2086 | 10.0227 | 18.3462 | 18.3462 | 17.1343 | 9.7606 | 18.4808 | 18.4808 | 17.1156 | 9.3976 | 18.627 | 18.627 | 17.0655 | 9.0836 | 18.7889 | 18.7889 | 17.0355 | 8.9848 | 18.9672 | 18.9672 | 16.9756 | 8.7417 | 19.186 | 19.186 | 16.8893 | 8.4916 | 19.3716 | 19.3716 | 16.8557 | 8.1296 | 20.2028 | 20.2028 | 16.6097 | 6.235 | 19.5549 | 19.5549 | 16.824 | 7.8053 | 21.2689 | 21.2689 | 16.0957 | 1.7659 | 21.9108 | 21.9108 | 16.8509 | -1.6027 | 22.141 | 22.141 | 16.6221 | -3.4849 | 17.91 | 17.91 | 17.3923 | 11.2903 | 18.0549 | 18.0549 | 17.2498 | 10.2124 | 18.1899 | 18.1899 | 17.1893 | 9.9762 | 18.3218 | 18.3218 | 17.1773 | 9.7439 | 18.4547 | 18.4547 | 17.1197 | 9.4071 | 18.6095 | 18.6095 | 17.0324 | 9.1137 | 18.7892 | 18.7892 | 17.0728 | 9.0273 | 18.9988 | 18.9988 | 17.0576 | 8.7067 | 19.3357 | 19.3357 | 16.9862 | 7.9423 | 19.6273 | 19.6273 | 16.9276 | 7.1194 | 20.4847 | 20.4847 | 17.6781 | 4.1898 | 19.8594 | 19.8594 | 16.9332 | 6.3852 | 21.426 | 21.426 | 17.0972 | 0.61786 | 21.9086 | 21.9086 | 16.8122 | -2.2108 | 21.9145 | 21.9145 | 16.628 | -3.2247
BURROW BECK | LANCASTER | HEYSHAM | 347903 | 458401 | 11.8573 | 4.1441 | 2.9785 | 11.8573 | 12.0447 | 3.6024 | 2.5891 | 9.6207 | 12.1835 | 2.3932 | 1.7201 | 8.7689 | 8.0628 | 1.3275 | 0.95409 | 8.0628 | 2.1329 | 0.35116 | 0.25238 | 2.1329 | 2.6844 | 0.44197 | 0.31765 | 2.6844 | 2.6844 | 0.44197 | 0.31765 | 2.6844 | 2.6844 | 0.44197 | 0.31765 | 2.6844 | 2.6844 | 0.44197 | 0.31765 | 2.6844 | 2.6844 | 0.44197 | 0.31765 | 2.6844 | 2.6844 | 0.44197 | 0.31765 | 2.6844 | 2.6844 | 0.44197 | 0.31765 | 2.6844 | 2.6844 | 0.44197 | 0.31765 | -2.521 | 2.6844 | 0.44197 | 0.31765 | -8.5336 | 2.6844 | 0.44197 | 0.31765 | -11.1008 | 11.839 | 4.1441 | 2.9785 | 11.839 | 12.0295 | 3.9118 | 2.8115 | 11.0756 | 12.06 | 3.8505 | 2.7674 | 10.8884 | 12.1266 | 3.7166 | 2.6712 | 10.783 | 12.192 | 3.578 | 2.5716 | 10.6434 | 12.2593 | 3.5485 | 2.5504 | 10.5204 | 12.3613 | 3.4649 | 2.4903 | 10.1678 | 12.5 | 3.3899 | 2.4364 | 9.8914 | 12.6736 | 3.2495 | 2.3355 | 9.431 | 12.7858 | 3.1313 | 2.2505 | 8.9133 | 13.3771 | 2.8198 | 2.0266 | 7.8121 | 12.913 | 3.0858 | 2.2178 | 8.8031 | 14.1758 | 2.4295 | 1.7461 | 6.6026 | 15.0806 | 2.912 | 2.0929 | 4.4464 | 15.8767 | 3.9317 | 2.8258 | 4.3852 | 11.8573 | 4.1441 | 2.9785 | 11.8573 | 12.0472 | 3.8217 | 2.7467 | 10.6366 | 12.1872 | 2.6927 | 1.9353 | 10.009 | 10.1785 | 1.6758 | 1.2044 | 9.6444 | 4.1344 | 0.6807 | 0.48924 | 4.1344 | 2.6844 | 0.44197 | 0.31765 | 2.6844 | 2.6844 | 0.44197 | 0.31765 | 2.6844 | 2.6844 | 0.44197 | 0.31765 | 2.6844 | 2.6844 | 0.44197 | 0.31765 | 2.6844 | 2.6844 | 0.44197 | 0.31765 | 2.6844 | 2.6844 | 0.44197 | 0.31765 | 2.6844 | 2.6844 | 0.44197 | 0.31765 | 2.6844 | 2.6844 | 0.44197 | 0.31765 | 2.6844 | 2.6844 | 0.44197 | 0.31765 | 1.7737 | 2.6844 | 0.44197 | 0.31765 | 1.0258 | 11.865 | 4.1441 | 2.9785 | 11.865 | 12.0586 | 3.4307 | 2.4657 | 8.8755 | 12.2195 | 2.1971 | 1.5791 | 7.9256 | 7.3648 | 1.2126 | 0.87149 | 7.3648 | 0.81945 | 0.13492 | 0.096967 | 0.81945 | 2.6844 | 0.44197 | 0.31765 | 2.6844 | 2.6844 | 0.44197 | 0.31765 | 2.6844 | 2.6844 | 0.44197 | 0.31765 | 2.6844 | 2.6844 | 0.44197 | 0.31765 | 2.6844 | 2.6844 | 0.44197 | 0.31765 | 2.6844 | 2.6844 | 0.44197 | 0.31765 | 0.85486 | 2.6844 | 0.44197 | 0.31765 | 2.6844 | 2.6844 | 0.44197 | 0.31765 | -7.0687 | 2.6844 | 0.44197 | 0.31765 | -12.3438 | 2.6844 | 0.44197 | 0.31765 | -14.8785 | 11.865 | 4.1441 | 2.9785 | 11.865 | 12.0512 | 3.3799 | 2.4292 | 8.5147 | 12.2035 | 2.1716 | 1.5607 | 7.5218 | 7.0135 | 1.1547 | 0.82991 | 7.0135 | 0.28984 | 0.04772 | 0.034298 | 0.28984 | 2.6844 | 0.44197 | 0.31765 | 2.6844 | 2.6844 | 0.44197 | 0.31765 | 2.6844 | 2.6844 | 0.44197 | 0.31765 | 2.6844 | 2.6844 | 0.44197 | 0.31765 | 2.6844 | 2.6844 | 0.44197 | 0.31765 | 2.5835 | 2.6844 | 0.44197 | 0.31765 | -3.9476 | 2.6844 | 0.44197 | 0.31765 | 0.86256 | 2.6844 | 0.44197 | 0.31765 | -11.4656 | 2.6844 | 0.44197 | 0.31765 | -15.0755 | 2.6844 | 0.44197 | 0.31765 | -14.6793
BURSCOUGH BRIDGE | WRIGHTINGTON | PENWORTHAM WEST / STANAH | 344595 | 412486 | 15.9072 | 15.9072 | 14.3208 | 9.1774 | 16.2578 | 16.2578 | 14.1914 | 8.4747 | 16.3569 | 15.9849 | 11.4887 | 8.1309 | 16.4926 | 12.1887 | 8.7603 | 7.7479 | 16.6267 | 8.3706 | 6.0161 | 7.258 | 16.777 | 8.1994 | 5.8931 | 6.8135 | 16.9496 | 8.0234 | 5.7666 | 6.322 | 17.1466 | 7.871 | 5.657 | 5.8169 | 17.3451 | 7.7232 | 5.5508 | 5.3571 | 17.5038 | 7.5845 | 5.4512 | 4.9605 | 18.2037 | 7.4882 | 5.3819 | 3.1722 | 17.6701 | 7.5773 | 5.4459 | 4.6222 | 19.1751 | 10.1161 | 7.2706 | -0.1683 | 19.8715 | 14.9161 | 10.7205 | -2.6855 | 20.5362 | 15.1722 | 10.9046 | -5.1111 | 15.9106 | 15.9106 | 14.3208 | 9.1774 | 16.2643 | 16.2643 | 14.2492 | 8.744 | 16.2957 | 16.2957 | 12.6682 | 8.861 | 16.3638 | 15.3883 | 11.0599 | 8.8668 | 16.428 | 13.1361 | 9.4412 | 8.8088 | 16.4815 | 10.9043 | 7.8371 | 8.8593 | 16.5215 | 8.6519 | 6.2183 | 8.8017 | 16.5922 | 8.5688 | 6.1585 | 8.5345 | 16.6936 | 8.4582 | 6.0791 | 8.1151 | 16.7556 | 8.393 | 6.0322 | 7.9043 | 17.0935 | 8.4436 | 6.0686 | 6.9718 | 16.8253 | 8.3996 | 6.037 | 7.6727 | 17.586 | 10.3975 | 7.4729 | 5.8638 | 18.0927 | 13.737 | 9.873 | 5.0764 | 18.5333 | 14.4217 | 10.3652 | 4.4463 | 15.9072 | 15.9072 | 14.3208 | 9.1774 | 16.26 | 16.26 | 14.2273 | 8.6587 | 16.3598 | 16.3598 | 12.58 | 8.3897 | 16.4963 | 15.1742 | 10.906 | 8.0825 | 16.637 | 12.8327 | 9.2231 | 7.7068 | 16.7908 | 10.5108 | 7.5543 | 7.4268 | 16.9648 | 8.1886 | 5.8853 | 7.1274 | 17.1541 | 8.0659 | 5.7972 | 6.786 | 17.3526 | 7.9283 | 5.6982 | 6.3814 | 17.5053 | 7.7876 | 5.5971 | 5.979 | 18.1299 | 7.7575 | 5.5755 | 4.54 | 17.6597 | 7.7709 | 5.5851 | 5.5938 | 18.8031 | 10.7037 | 7.6929 | 3.2599 | 19.345 | 15.849 | 11.391 | 2.5701 | 19.7653 | 16.3351 | 11.7403 | 2.3606 | 15.9071 | 15.9071 | 14.3208 | 9.1774 | 16.2639 | 16.2639 | 14.1595 | 8.3569 | 16.3723 | 16.3723 | 12.491 | 8.0066 | 16.5316 | 15.0117 | 10.7892 | 7.6323 | 16.7141 | 12.5997 | 9.0556 | 7.1394 | 16.9453 | 10.2071 | 7.336 | 6.6929 | 17.2138 | 7.804 | 5.6089 | 6.203 | 17.4984 | 7.6 | 5.4623 | 5.7072 | 17.7926 | 7.389 | 5.3106 | 5.2215 | 18.0504 | 7.1791 | 5.1598 | 4.7891 | 19.2319 | 6.7764 | 4.8703 | 2.8401 | 18.3136 | 7.1107 | 5.1106 | 4.4145 | 20.6608 | 8.9576 | 6.438 | -0.46967 | 21.2011 | 13.2061 | 9.4915 | -2.5266 | 21.4484 | 13.956 | 10.0304 | -4.5485 | 15.9071 | 15.9071 | 14.3208 | 9.1774 | 16.2512 | 16.2512 | 14.1583 | 8.3058 | 16.3474 | 16.3474 | 14.0781 | 7.9474 | 16.5049 | 16.5049 | 13.9559 | 7.5728 | 16.7147 | 16.7147 | 13.8159 | 7.0849 | 16.9745 | 16.9745 | 13.6854 | 6.6749 | 17.2874 | 17.2874 | 13.5423 | 6.2301 | 17.6407 | 17.6407 | 13.4032 | 5.7717 | 18.0481 | 18.0481 | 13.2098 | 4.9658 | 18.3873 | 18.1017 | 13.01 | 4.1415 | 19.782 | 16.9813 | 12.2048 | 1.0329 | 18.7338 | 17.8277 | 12.8131 | 3.3323 | 20.8123 | 15.8363 | 11.3818 | -1.7998 | 21.2165 | 13.9602 | 10.0334 | -3.309 | 21.18 | 14.6457 | 10.5262 | -3.2459
BURY TOWN CENTRE | BURY | KEARSLEY | 380863 | 410807 | 30.2596 | 7.4433 | 5.4298 | 15.4537 | 30.3824 | 6.9667 | 5.0821 | 12.791 | 30.4915 | 6.7831 | 4.9482 | 12.0406 | 30.6344 | 6.6641 | 4.8613 | 11.8543 | 30.7725 | 6.5186 | 4.7552 | 11.4864 | 30.8914 | 6.3887 | 4.6605 | 11.1065 | 31.0215 | 6.2851 | 4.5849 | 10.8261 | 31.1638 | 6.1405 | 4.4794 | 10.3735 | 31.3196 | 6.0025 | 4.3788 | 9.9608 | 31.4239 | 5.8967 | 4.3016 | 9.7429 | 31.7821 | 5.2751 | 3.8481 | 8.0795 | 31.5215 | 5.7891 | 4.2231 | 9.4872 | 30.3988 | 4.931 | 3.5971 | 4.5718 | 29.1398 | 4.7268 | 3.4481 | 0.91331 | 26.1894 | 4.2482 | 3.099 | -1.6414 | 30.2438 | 7.4433 | 5.4298 | 15.4537 | 30.3801 | 7.2965 | 5.3227 | 14.7043 | 30.4039 | 7.2299 | 5.2741 | 14.4852 | 30.4615 | 7.1904 | 5.2453 | 14.5041 | 30.5145 | 7.1237 | 5.1966 | 14.3772 | 30.5652 | 7.0641 | 5.1532 | 14.2679 | 30.6483 | 7.0099 | 5.1136 | 14.1512 | 30.7657 | 6.9167 | 5.0457 | 13.7818 | 30.9046 | 6.8165 | 4.9725 | 13.3863 | 30.9593 | 6.7779 | 4.9444 | 13.2935 | 31.1599 | 6.6112 | 4.8228 | 12.515 | 31.011 | 6.7485 | 4.9229 | 13.145 | 31.3734 | 6.6178 | 4.8276 | 11.7932 | 31.5291 | 6.7389 | 4.916 | 11.175 | 31.6419 | 6.5487 | 4.7772 | 10.8186 | 30.2596 | 7.4433 | 5.4298 | 15.4537 | 30.3825 | 7.2361 | 5.2786 | 14.3715 | 30.4916 | 7.1028 | 5.1814 | 13.8529 | 30.6346 | 6.9954 | 5.103 | 13.6725 | 30.773 | 6.8584 | 5.0031 | 13.3461 | 30.892 | 6.7319 | 4.9109 | 13.0307 | 31.0222 | 6.6299 | 4.8364 | 12.8111 | 31.1642 | 6.502 | 4.7431 | 12.4234 | 31.3201 | 6.3645 | 4.6428 | 12.0439 | 31.424 | 6.2607 | 4.5671 | 11.8237 | 31.7785 | 5.7686 | 4.2081 | 10.7736 | 31.5211 | 6.1503 | 4.4865 | 11.56 | 32.1005 | 5.9372 | 4.3311 | 9.8531 | 32.2923 | 6.3806 | 4.6546 | 9.2021 | 32.4037 | 6.3735 | 4.6494 | 8.9693 | 30.2652 | 7.4433 | 5.4298 | 15.4537 | 30.3879 | 6.8071 | 4.9657 | 11.8629 | 30.509 | 6.6093 | 4.8214 | 11.0052 | 30.6738 | 6.4845 | 4.7304 | 10.8354 | 30.8165 | 6.3111 | 4.6038 | 10.4626 | 30.9595 | 6.1513 | 4.4873 | 10.0906 | 31.1161 | 6.0026 | 4.3788 | 9.8368 | 31.2822 | 5.8218 | 4.2469 | 9.4116 | 31.4839 | 5.6181 | 4.0983 | 8.997 | 31.6207 | 5.4676 | 3.9885 | 8.7798 | 30.7538 | 4.9886 | 3.6391 | 7.1589 | 31.7449 | 5.3749 | 3.9209 | 8.5291 | 27.768 | 4.5042 | 3.2858 | 3.8214 | 26.9957 | 4.379 | 3.1944 | 0.98793 | 24.1793 | 3.9221 | 2.8611 | -1.3691 | 30.2652 | 7.4433 | 5.4298 | 15.4537 | 30.372 | 6.7423 | 4.9184 | 11.4296 | 30.4743 | 6.5562 | 4.7826 | 10.5549 | 30.6024 | 6.4264 | 4.688 | 10.4303 | 30.7268 | 6.2579 | 4.565 | 10.0993 | 30.847 | 6.0914 | 4.4436 | 9.7755 | 30.9815 | 5.9392 | 4.3326 | 9.5704 | 31.1327 | 5.7031 | 4.1603 | 9.1123 | 31.3475 | 5.4479 | 3.9742 | 8.187 | 31.518 | 5.3457 | 3.8996 | 7.4277 | 32.0983 | 5.5317 | 4.0353 | 4.2744 | 31.6786 | 5.1879 | 3.7845 | 6.6198 | 27.4319 | 4.4497 | 3.246 | 1.1466 | 23.411 | 3.7975 | 2.7702 | -1.3505 | 22.9309 | 3.7196 | 2.7134 | -1.0107
CRAGGS ROW & BUSHELL ST | RIBBLE | PENWORTHAM EAST / ROCHDALE | 353809 | 430094 | 32.0551 | 12.8492 | 9.3733 | 10.0834 | 32.377 | 12.3524 | 9.0109 | 7.4752 | 32.579 | 12.1261 | 8.8458 | 6.4983 | 32.8032 | 11.9791 | 8.7386 | 6.3498 | 33.0245 | 11.7954 | 8.6046 | 5.7633 | 33.2505 | 11.6505 | 8.4989 | 5.4467 | 33.4833 | 11.5167 | 8.4013 | 5.1951 | 33.6521 | 11.3683 | 8.293 | 4.7548 | 33.8188 | 11.2234 | 8.1873 | 4.3141 | 33.9309 | 11.1075 | 8.1028 | 3.9534 | 34.2876 | 10.5041 | 7.6626 | 2.1619 | 34.0332 | 11.0115 | 8.0327 | 3.796 | 34.5608 | 9.4374 | 6.8845 | -2.4467 | 34.6742 | 8.5953 | 6.2701 | -6.2564 | 34.6856 | 7.971 | 5.8147 | -8.6271 | 32.0572 | 12.8492 | 9.3733 | 10.0834 | 32.4196 | 12.6529 | 9.2301 | 9.07 | 32.5422 | 12.6037 | 9.1942 | 8.8072 | 32.7119 | 12.5929 | 9.1863 | 8.9436 | 32.8737 | 12.5054 | 9.1225 | 8.6888 | 32.8621 | 12.4655 | 9.0934 | 8.6893 | 32.9008 | 12.3963 | 9.043 | 8.584 | 32.9918 | 12.2807 | 8.9586 | 8.1578 | 33.1224 | 12.1615 | 8.8717 | 7.6597 | 33.159 | 12.1133 | 8.8365 | 7.4273 | 33.2692 | 11.9231 | 8.6977 | 6.8545 | 33.1908 | 12.0772 | 8.8102 | 7.3285 | 33.3426 | 11.7231 | 8.5519 | 6.2842 | 33.351 | 11.575 | 8.4438 | 5.9353 | 33.3151 | 11.5271 | 8.4088 | 5.9301 | 32.0551 | 12.8492 | 9.3733 | 10.0834 | 32.377 | 12.5701 | 9.1697 | 8.6187 | 32.579 | 12.4001 | 9.0457 | 7.9111 | 32.8032 | 12.2386 | 8.9279 | 7.7875 | 33.0245 | 12.0985 | 8.8257 | 7.2762 | 33.2505 | 11.9459 | 8.7144 | 7.0429 | 33.4833 | 11.8647 | 8.6552 | 6.8823 | 33.6521 | 11.7011 | 8.5358 | 6.5261 | 33.8188 | 11.5714 | 8.4411 | 6.1334 | 33.9309 | 11.4668 | 8.3649 | 5.7913 | 34.2876 | 11.0306 | 8.0467 | 4.8571 | 34.0332 | 11.3716 | 8.2954 | 5.6179 | 34.5608 | 10.6381 | 7.7603 | 3.8954 | 34.6742 | 10.449 | 7.6224 | 3.2554 | 34.6856 | 10.2637 | 7.4872 | 3.1953 | 32.055 | 12.8492 | 9.3733 | 10.0834 | 32.3742 | 12.1842 | 8.8882 | 6.6457 | 32.5793 | 11.9038 | 8.6836 | 5.5397 | 32.8269 | 11.7972 | 8.6059 | 5.4515 | 33.081 | 11.5445 | 8.4216 | 4.9088 | 33.326 | 11.3973 | 8.3142 | 4.6677 | 33.5409 | 11.2695 | 8.2209 | 4.5267 | 33.7094 | 11.1278 | 8.1176 | 4.2065 | 33.9097 | 10.9702 | 8.0026 | 3.8592 | 34.0411 | 10.8152 | 7.8896 | 3.5691 | 34.4619 | 10.1482 | 7.403 | 2.0467 | 34.1557 | 10.6784 | 7.7898 | 3.4905 | 34.8476 | 9.0837 | 6.6264 | -2.1858 | 34.9938 | 8.2072 | 5.987 | -5.6622 | 35.0096 | 7.5793 | 5.529 | -7.7312 | 32.055 | 12.8492 | 9.3733 | 10.0834 | 32.3381 | 12.121 | 8.8421 | 6.2564 | 32.5004 | 11.8228 | 8.6246 | 5.1168 | 32.7054 | 11.7142 | 8.5454 | 5.089 | 32.916 | 11.4829 | 8.3766 | 4.6008 | 33.1181 | 11.3294 | 8.2647 | 4.4237 | 33.3155 | 11.2028 | 8.1723 | 4.3449 | 33.5052 | 11.0257 | 8.0431 | 3.9795 | 33.7407 | 10.7135 | 7.8154 | 2.9099 | 33.9024 | 10.3735 | 7.5673 | 1.8472 | 34.4133 | 9.4119 | 6.8659 | -1.8119 | 34.0506 | 10.0347 | 7.3202 | 0.99165 | 34.7806 | 8.1376 | 5.9363 | -5.7241 | 34.8725 | 7.4356 | 5.4242 | -8.1861 | 34.7611 | 7.4454 | 5.4313 | -7.4024
CAMPBELL ST | KEARSLEY LOCAL | KEARSLEY | 372937 | 406428 | 22.0607 | 10.5547 | 7.5858 | 9.504 | 22.2304 | 10.4476 | 7.5089 | 9.1482 | 22.3632 | 10.3525 | 7.4405 | 8.8563 | 22.5018 | 10.2706 | 7.3817 | 8.7681 | 22.6237 | 10.1393 | 7.2873 | 8.4147 | 22.7588 | 10.0462 | 7.2204 | 8.1461 | 22.9338 | 9.9636 | 7.1611 | 7.9097 | 23.1325 | 9.8625 | 7.0883 | 7.5989 | 23.3549 | 9.7711 | 7.0227 | 7.3519 | 23.5556 | 9.6622 | 6.9444 | 7.0694 | 24.3848 | 9.0455 | 6.5012 | 5.1057 | 23.7689 | 9.5712 | 6.879 | 6.8382 | 25.1841 | 7.869 | 5.6556 | 0.21194 | 25.6343 | 8.385 | 6.0264 | -3.7444 | 25.9017 | 8.8841 | 6.3852 | -6.4234 | 22.0518 | 10.5547 | 7.5858 | 9.504 | 22.2532 | 10.467 | 7.5229 | 9.108 | 22.3111 | 10.4323 | 7.4979 | 9.0555 | 22.4064 | 10.4145 | 7.4851 | 9.1324 | 22.5053 | 10.356 | 7.4431 | 8.9688 | 22.5824 | 10.3172 | 7.4152 | 8.9176 | 22.6906 | 10.2764 | 7.3858 | 8.8251 | 22.844 | 10.202 | 7.3324 | 8.5172 | 23.0288 | 10.1255 | 7.2774 | 8.224 | 23.1534 | 10.0798 | 7.2446 | 8.0139 | 23.7996 | 9.8951 | 7.1118 | 7.2683 | 23.294 | 10.0394 | 7.2155 | 7.8291 | 24.2904 | 9.6007 | 6.9002 | 6.248 | 24.575 | 10.1663 | 7.3067 | 5.6576 | 24.7421 | 10.9154 | 7.8451 | 5.357 | 22.0607 | 10.5547 | 7.5858 | 9.504 | 22.2562 | 10.4753 | 7.5288 | 9.1745 | 22.3914 | 10.3987 | 7.4737 | 8.9134 | 22.517 | 10.3356 | 7.4284 | 8.8579 | 22.6397 | 10.22 | 7.3453 | 8.5589 | 22.7745 | 10.1245 | 7.2767 | 8.3813 | 22.9261 | 10.0617 | 7.2316 | 8.256 | 23.1065 | 9.9782 | 7.1715 | 8.0269 | 23.3116 | 9.8987 | 7.1144 | 7.8177 | 23.4944 | 9.7946 | 7.0396 | 7.5488 | 24.3098 | 9.3395 | 6.7125 | 6.4001 | 23.6896 | 9.6997 | 6.9713 | 7.3109 | 24.9408 | 8.7812 | 6.3112 | 4.8981 | 25.2924 | 9.9799 | 7.1728 | 4.1158 | 25.4597 | 10.9657 | 7.8813 | 3.8276 | 22.0644 | 10.5547 | 7.5858 | 9.504 | 22.2704 | 10.4326 | 7.4981 | 9.1702 | 22.4096 | 10.3404 | 7.4318 | 8.9067 | 22.541 | 10.251 | 7.3676 | 8.865 | 22.6969 | 10.085 | 7.2483 | 8.5433 | 22.8822 | 9.9784 | 7.1717 | 8.3199 | 23.0965 | 9.8726 | 7.0957 | 8.155 | 23.3479 | 9.7312 | 6.994 | 7.9125 | 23.6473 | 9.5964 | 6.8971 | 7.7191 | 23.9314 | 9.436 | 6.7818 | 7.4645 | 24.9581 | 8.6374 | 6.2079 | 4.9872 | 24.2044 | 9.2306 | 6.6342 | 7.1462 | 26.1776 | 7.4615 | 5.3627 | -1.4955 | 27.0217 | 7.4686 | 5.3679 | -6.7535 | 27.4743 | 7.8314 | 5.6285 | -9.8077 | 22.0644 | 10.5547 | 7.5858 | 9.504 | 22.2662 | 10.4431 | 7.5057 | 9.2103 | 22.3857 | 10.3622 | 7.4475 | 8.9862 | 22.5069 | 10.2603 | 7.3743 | 8.9676 | 22.6735 | 10.1171 | 7.2714 | 8.6671 | 22.8966 | 9.9909 | 7.1807 | 8.4719 | 23.1744 | 9.8559 | 7.0836 | 8.3243 | 23.5023 | 9.6685 | 6.9489 | 7.9786 | 23.924 | 9.3446 | 6.7161 | 7.0274 | 24.2343 | 9.0719 | 6.5202 | 5.945 | 25.2909 | 8.2181 | 5.9065 | 1.524 | 24.5308 | 8.8167 | 6.3368 | 4.8229 | 26.4117 | 7.0578 | 5.0726 | -4.0706 | 27.1133 | 8.3384 | 5.993 | -7.9316 | 27.2996 | 7.9743 | 5.7313 | -9.3
CANNON ST | RED BANK | WHITEGATE | 384064 | 398635 | 3.6306 | 0.58891 | 0.4296 | 3.6306 | 1.5885 | 0.25767 | 0.18797 | 1.5885 | 0.36145 | 0.058631 | 0.04277 | 0.36145 | 2.6914 | 0.43658 | 0.31848 | 2.6914 | 2.6914 | 0.43658 | 0.31848 | 2.6914 | 2.6914 | 0.43658 | 0.31848 | 2.6914 | 2.6914 | 0.43658 | 0.31848 | 2.6914 | 2.6914 | 0.43658 | 0.31848 | 2.6914 | 2.6914 | 0.43658 | 0.31848 | 2.6914 | 2.6914 | 0.43658 | 0.31848 | 2.6914 | 2.6914 | 0.43658 | 0.31848 | 2.6914 | 2.6914 | 0.43658 | 0.31848 | 2.6914 | 2.6914 | 0.43658 | 0.31848 | 2.6914 | 2.6914 | 0.43658 | 0.31848 | 2.6914 | 2.6914 | 0.43658 | 0.31848 | 2.6914 | 3.6306 | 0.58891 | 0.4296 | 3.6306 | 3.4639 | 0.56188 | 0.40989 | 3.4639 | 3.4773 | 0.56406 | 0.41147 | 3.4773 | 3.0797 | 0.49955 | 0.36442 | 3.0797 | 2.5921 | 0.42047 | 0.30672 | 2.5921 | 2.745 | 0.44526 | 0.32481 | 2.745 | 2.5338 | 0.411 | 0.29982 | 2.5338 | 1.6822 | 0.27288 | 0.19906 | 1.6822 | 0.60128 | 0.097534 | 0.07115 | 0.60128 | 0.54591 | 0.088551 | 0.064597 | 0.54591 | 2.6914 | 0.43658 | 0.31848 | 2.6914 | 0.472 | 0.076563 | 0.055851 | 0.472 | 2.6914 | 0.43658 | 0.31848 | 2.6914 | 2.6914 | 0.43658 | 0.31848 | 2.6914 | 2.6914 | 0.43658 | 0.31848 | 2.6914 | 3.6306 | 0.58891 | 0.4296 | 3.6306 | 3.1152 | 0.50531 | 0.36862 | 3.1152 | 2.1935 | 0.35581 | 0.25956 | 2.1935 | 0.79665 | 0.12922 | 0.094267 | 0.79665 | 2.6914 | 0.43658 | 0.31848 | 2.6914 | 2.6914 | 0.43658 | 0.31848 | 2.6914 | 2.6914 | 0.43658 | 0.31848 | 2.6914 | 2.6914 | 0.43658 | 0.31848 | 2.6914 | 2.6914 | 0.43658 | 0.31848 | 2.6914 | 2.6914 | 0.43658 | 0.31848 | 2.6914 | 2.6914 | 0.43658 | 0.31848 | 2.6914 | 2.6914 | 0.43658 | 0.31848 | 2.6914 | 2.6914 | 0.43658 | 0.31848 | 2.6914 | 2.6914 | 0.43658 | 0.31848 | 2.6914 | 2.6914 | 0.43658 | 0.31848 | 2.6914 | 3.6306 | 0.58891 | 0.4296 | 3.6306 | 0.63944 | 0.10372 | 0.075664 | 0.63944 | 2.6914 | 0.43658 | 0.31848 | 2.6914 | 2.6914 | 0.43658 | 0.31848 | 2.6914 | 2.6914 | 0.43658 | 0.31848 | 2.6914 | 2.6914 | 0.43658 | 0.31848 | 2.6914 | 2.6914 | 0.43658 | 0.31848 | 2.6914 | 2.6914 | 0.43658 | 0.31848 | 2.6914 | 2.6914 | 0.43658 | 0.31848 | 2.6914 | 2.6914 | 0.43658 | 0.31848 | 2.6914 | 2.6914 | 0.43658 | 0.31848 | 2.6914 | 2.6914 | 0.43658 | 0.31848 | 2.6914 | 2.6914 | 0.43658 | 0.31848 | 2.6914 | 2.6914 | 0.43658 | 0.31848 | 2.6914 | 2.6914 | 0.43658 | 0.31848 | 2.6914 | 3.6306 | 0.58891 | 0.4296 | 3.6306 | 0.20257 | 0.032858 | 0.02397 | 0.20257 | 2.6914 | 0.43658 | 0.31848 | 2.6914 | 2.6914 | 0.43658 | 0.31848 | 2.6914 | 2.6914 | 0.43658 | 0.31848 | 2.6914 | 2.6914 | 0.43658 | 0.31848 | 2.6914 | 2.6914 | 0.43658 | 0.31848 | 2.6914 | 2.6914 | 0.43658 | 0.31848 | 2.6914 | 2.6914 | 0.43658 | 0.31848 | 2.6914 | 2.6914 | 0.43658 | 0.31848 | 2.6914 | 2.6914 | 0.43658 | 0.31848 | 2.6914 | 2.6914 | 0.43658 | 0.31848 | 2.6914 | 2.6914 | 0.43658 | 0.31848 | 2.6914 | 2.6914 | 0.43658 | 0.31848 | 2.6914 | 2.6914 | 0.43658 | 0.31848 | 2.6914
CAPONTREE | CARLISLE | HARKER / HUTTON | 352906 | 559671 | 18.7929 | 18.7929 | 16.0942 | 18.7929 | 19.0043 | 19.0043 | 15.8994 | 19.0043 | 19.1595 | 19.1595 | 15.8066 | 19.1595 | 19.3197 | 19.3197 | 15.736 | 19.0232 | 19.388 | 19.388 | 15.6426 | 18.6212 | 19.4587 | 19.4587 | 15.5448 | 18.1693 | 19.5396 | 19.5396 | 15.4583 | 17.769 | 19.6343 | 19.6343 | 15.3785 | 17.3842 | 19.7477 | 19.7477 | 15.2958 | 16.9478 | 19.8402 | 19.8402 | 15.2201 | 16.5901 | 20.2858 | 20.2858 | 15.0161 | 14.8151 | 19.9416 | 19.9416 | 15.1967 | 16.2926 | 20.9312 | 20.7918 | 14.9435 | 11.6149 | 21.4325 | 21.4325 | 18.7673 | 9.4868 | 21.8973 | 21.8973 | 18.3841 | 7.6676 | 18.7855 | 18.7855 | 16.0942 | 18.7855 | 18.9838 | 18.9838 | 16.0292 | 18.9838 | 19.0396 | 19.0396 | 16.0017 | 19.0396 | 19.115 | 19.115 | 15.9736 | 19.115 | 19.2012 | 19.2012 | 15.9292 | 19.2012 | 19.2983 | 19.2983 | 15.8865 | 19.2983 | 19.4149 | 19.4149 | 15.8458 | 19.4149 | 19.514 | 19.514 | 15.7997 | 19.4381 | 19.6153 | 19.6153 | 15.7461 | 19.1203 | 19.654 | 19.654 | 15.7155 | 18.9593 | 19.8761 | 19.8761 | 15.5779 | 18.188 | 19.6998 | 19.6998 | 15.689 | 18.8166 | 20.2124 | 20.2124 | 15.3981 | 17.0413 | 20.6006 | 20.6006 | 17.6033 | 16.0457 | 20.9321 | 20.9321 | 19.8666 | 15.3424 | 18.7929 | 18.7929 | 16.0942 | 18.7929 | 19.0054 | 19.0054 | 16.0144 | 19.0054 | 19.1611 | 19.1611 | 15.9506 | 19.1611 | 19.3219 | 19.3219 | 15.8896 | 19.3219 | 19.3949 | 19.3949 | 15.8154 | 19.3949 | 19.4682 | 19.4682 | 15.7445 | 19.342 | 19.5511 | 19.5511 | 15.6863 | 19.1758 | 19.6411 | 19.6411 | 15.6288 | 18.9644 | 19.7552 | 19.7552 | 15.5537 | 18.5974 | 19.8432 | 19.8432 | 15.4758 | 18.2256 | 20.2287 | 20.2287 | 15.3224 | 16.8486 | 19.9354 | 19.9354 | 15.4479 | 17.8971 | 20.6553 | 20.6553 | 15.4917 | 15.5188 | 21.0448 | 21.0448 | 19.4873 | 14.5999 | 21.3522 | 21.3522 | 19.3214 | 14.4195 | 18.7964 | 18.7964 | 16.0942 | 18.7964 | 19.043 | 19.043 | 15.843 | 19.043 | 19.2428 | 19.2428 | 15.7386 | 19.084 | 19.3441 | 19.3441 | 15.6598 | 18.801 | 19.4351 | 19.4351 | 15.5517 | 18.4131 | 19.5565 | 19.5565 | 15.4395 | 17.9771 | 19.6995 | 19.6995 | 15.336 | 17.6043 | 19.8568 | 19.8568 | 15.2366 | 17.2559 | 20.0454 | 20.0454 | 15.1299 | 16.8399 | 20.2108 | 20.2108 | 15.0276 | 16.4752 | 21.0304 | 20.4704 | 14.7125 | 14.5691 | 20.3896 | 20.3896 | 14.9764 | 16.1635 | 22.0626 | 20.1646 | 14.4927 | 11.2335 | 22.7259 | 22.7259 | 18.2454 | 9.1089 | 23.0764 | 23.0764 | 17.8952 | 7.62 | 18.7964 | 18.7964 | 16.0942 | 18.7964 | 19.0398 | 19.0398 | 15.8231 | 19.0398 | 19.2494 | 19.2494 | 15.7174 | 18.9721 | 19.331 | 19.331 | 15.6311 | 18.6687 | 19.4437 | 19.4437 | 15.5186 | 18.2669 | 19.5859 | 19.5859 | 15.4109 | 17.8548 | 19.7603 | 19.7603 | 15.39 | 17.519 | 19.9527 | 19.9527 | 15.4008 | 17.1626 | 20.194 | 20.194 | 15.4121 | 16.418 | 20.4247 | 20.4247 | 15.4948 | 15.6198 | 21.4083 | 21.4083 | 19.1374 | 12.5318 | 20.6651 | 20.6651 | 15.754 | 14.874 | 22.4246 | 22.4246 | 18.4549 | 9.6147 | 22.8844 | 22.8844 | 18.0989 | 8.1567 | 22.956 | 22.956 | 17.9788 | 8.3376
CARLETON | EGREMONT | HARKER / HUTTON | 308796 | 498305 | 7.8862 | 7.8862 | 7.8862 | 5.4942 | 7.9415 | 7.9415 | 7.9415 | 5.4264 | 8.0017 | 8.0017 | 8.0017 | 5.2894 | 8.058 | 8.058 | 8.058 | 5.1651 | 8.1133 | 8.1133 | 8.1133 | 5.0213 | 8.1694 | 8.1694 | 8.1694 | 4.8697 | 8.2251 | 8.2251 | 8.2251 | 4.7316 | 8.2797 | 8.2797 | 8.2797 | 4.6062 | 8.3409 | 8.3409 | 8.3409 | 4.4777 | 8.3995 | 8.3995 | 8.3995 | 4.3448 | 8.5712 | 8.5712 | 8.5712 | 3.7986 | 8.4544 | 8.4544 | 8.4544 | 4.2318 | 8.6911 | 8.6911 | 8.6911 | 3.0794 | 8.7461 | 8.7461 | 8.7461 | 2.6976 | 8.7529 | 8.7529 | 8.7529 | 2.4811 | 7.889 | 7.889 | 7.889 | 5.4942 | 7.9567 | 7.9567 | 7.9567 | 5.4373 | 8.0111 | 8.0111 | 8.0111 | 5.4053 | 8.0618 | 8.0618 | 8.0618 | 5.373 | 8.0724 | 8.0724 | 8.0724 | 5.3185 | 8.083 | 8.083 | 8.083 | 5.2635 | 8.1018 | 8.1018 | 8.1018 | 5.1841 | 8.1299 | 8.1299 | 8.1299 | 5.0669 | 8.1636 | 8.1636 | 8.1636 | 4.9295 | 8.1791 | 8.1791 | 8.1791 | 4.8501 | 8.2496 | 8.2496 | 8.2496 | 4.5385 | 8.1947 | 8.1947 | 8.1947 | 4.7852 | 8.3393 | 8.3393 | 8.3393 | 4.1389 | 8.3973 | 8.3973 | 8.3973 | 3.8607 | 8.4283 | 8.4283 | 8.4283 | 3.7233 | 7.8862 | 7.8862 | 7.8862 | 5.4942 | 7.9416 | 7.9416 | 7.9416 | 5.4467 | 8.0017 | 8.0017 | 8.0017 | 5.327 | 8.0581 | 8.0581 | 8.0581 | 5.2346 | 8.1134 | 8.1134 | 8.1134 | 5.1349 | 8.1695 | 8.1695 | 8.1695 | 5.0441 | 8.2251 | 8.2251 | 8.2251 | 4.9693 | 8.2796 | 8.2796 | 8.2796 | 4.892 | 8.3407 | 8.3407 | 8.3407 | 4.7668 | 8.3992 | 8.3992 | 8.3992 | 4.6308 | 8.5682 | 8.5682 | 8.5682 | 4.1461 | 8.454 | 8.454 | 8.454 | 4.5098 | 8.682 | 8.682 | 8.682 | 3.6533 | 8.7292 | 8.7292 | 8.7292 | 3.4018 | 8.7336 | 8.7336 | 8.7336 | 3.3824 | 7.885 | 7.885 | 7.885 | 5.4942 | 7.9408 | 7.9408 | 7.9408 | 5.4366 | 8.0002 | 8.0002 | 8.0002 | 5.3133 | 8.0616 | 8.0616 | 8.0616 | 5.1981 | 8.124 | 8.124 | 8.124 | 5.0656 | 8.1834 | 8.1834 | 8.1834 | 4.937 | 8.2368 | 8.2368 | 8.2368 | 4.835 | 8.2814 | 8.2814 | 8.2814 | 4.717 | 8.328 | 8.328 | 8.328 | 4.445 | 8.3794 | 8.3794 | 8.3794 | 4.2317 | 8.5553 | 8.5553 | 8.5553 | 3.4441 | 8.4248 | 8.4248 | 8.4248 | 4.0353 | 8.7232 | 8.7232 | 8.7232 | 2.665 | 8.7915 | 8.7915 | 8.7915 | 2.2871 | 8.8218 | 8.8218 | 8.8218 | 2.0952 | 7.885 | 7.885 | 7.885 | 5.4942 | 7.9335 | 7.9335 | 7.9335 | 5.4424 | 7.9863 | 7.9863 | 7.9863 | 5.3192 | 8.0431 | 8.0431 | 8.0431 | 5.1921 | 8.0991 | 8.0991 | 8.0991 | 5.0544 | 8.1493 | 8.1493 | 8.1493 | 4.934 | 8.1928 | 8.1928 | 8.1928 | 4.8411 | 8.2281 | 8.2281 | 8.2281 | 4.6934 | 8.2803 | 8.2803 | 8.2803 | 4.3817 | 8.3487 | 8.3487 | 8.3487 | 4.1264 | 8.5729 | 8.5729 | 8.5729 | 3.2513 | 8.4117 | 8.4117 | 8.4117 | 3.8896 | 8.7291 | 8.7291 | 8.7291 | 2.5447 | 8.7749 | 8.7749 | 8.7749 | 2.2377 | 8.7441 | 8.7441 | 8.7441 | 2.1829
CARLISLE NORTH | - | HARKER / HUTTON | 338547 | 560280 | 1.6795 | 0.44197 | 0.31765 | 1.6795 | 1.6795 | 0.44197 | 0.31765 | 1.6795 | 1.6795 | 0.44197 | 0.31765 | 1.6795 | 1.6795 | 0.44197 | 0.31765 | 1.6795 | 1.6795 | 0.44197 | 0.31765 | 1.6795 | 1.6795 | 0.44197 | 0.31765 | 1.6795 | 1.6795 | 0.44197 | 0.31765 | 1.6795 | 1.6795 | 0.44197 | 0.31765 | 1.6795 | 1.6795 | 0.44197 | 0.31765 | 1.6795 | 1.6795 | 0.44197 | 0.31765 | 1.6795 | 1.6795 | 0.44197 | 0.31765 | 1.6795 | 1.6795 | 0.44197 | 0.31765 | 1.6795 | 1.6795 | 0.44197 | 0.31765 | 1.6795 | 0.17903 | 0.067954 | 0.055525 | 0.17903 | 0.046966 | 0.017827 | 0.014566 | 0.046966 | 1.6795 | 0.44197 | 0.31765 | 1.6795 | 1.6795 | 0.44197 | 0.31765 | 1.6795 | 1.6795 | 0.44197 | 0.31765 | 1.6795 | 1.6795 | 0.44197 | 0.31765 | 1.6795 | 1.6795 | 0.44197 | 0.31765 | 1.6795 | 1.6795 | 0.44197 | 0.31765 | 1.6795 | 1.6795 | 0.44197 | 0.31765 | 1.6795 | 1.6795 | 0.44197 | 0.31765 | 1.6795 | 1.6795 | 0.44197 | 0.31765 | 1.6795 | 1.6795 | 0.44197 | 0.31765 | 1.6795 | 1.6795 | 0.44197 | 0.31765 | 1.6795 | 1.6795 | 0.44197 | 0.31765 | 1.6795 | 1.6795 | 0.44197 | 0.31765 | 1.6795 | 1.5865 | 0.44197 | 0.31765 | 1.5865 | 2.118 | 0.44197 | 0.31765 | 2.118 | 1.6795 | 0.44197 | 0.31765 | 1.6795 | 1.6795 | 0.44197 | 0.31765 | 1.6795 | 1.6795 | 0.44197 | 0.31765 | 1.6795 | 1.6795 | 0.44197 | 0.31765 | 1.6795 | 1.6795 | 0.44197 | 0.31765 | 1.6795 | 1.6795 | 0.44197 | 0.31765 | 1.6795 | 1.6795 | 0.44197 | 0.31765 | 1.6795 | 1.6795 | 0.44197 | 0.31765 | 1.6795 | 1.6795 | 0.44197 | 0.31765 | 1.6795 | 1.6795 | 0.44197 | 0.31765 | 1.6795 | 1.6795 | 0.44197 | 0.31765 | 1.6795 | 1.6795 | 0.44197 | 0.31765 | 1.6795 | 1.6795 | 0.44197 | 0.31765 | 1.6795 | 1.5088 | 0.44197 | 0.31765 | 1.5088 | 1.7905 | 0.44197 | 0.31765 | 1.7905 | 1.6795 | 0.44197 | 0.31765 | 1.6795 | 1.6795 | 0.44197 | 0.31765 | 1.6795 | 1.6795 | 0.44197 | 0.31765 | 1.6795 | 1.6795 | 0.44197 | 0.31765 | 1.6795 | 1.6795 | 0.44197 | 0.31765 | 1.6795 | 1.6795 | 0.44197 | 0.31765 | 1.6795 | 1.6795 | 0.44197 | 0.31765 | 1.6795 | 1.6795 | 0.44197 | 0.31765 | 1.6795 | 1.6795 | 0.44197 | 0.31765 | 1.6795 | 1.6795 | 0.44197 | 0.31765 | 1.6795 | 1.6795 | 0.44197 | 0.31765 | 1.6795 | 1.6795 | 0.44197 | 0.31765 | 1.6795 | 1.6795 | 0.44197 | 0.31765 | 1.6795 | 1.6795 | 0.44197 | 0.31765 | 1.6795 | 1.6795 | 0.44197 | 0.31765 | 1.6795 | 1.6795 | 0.44197 | 0.31765 | 1.6795 | 1.6795 | 0.44197 | 0.31765 | 1.6795 | 1.6795 | 0.44197 | 0.31765 | 1.6795 | 1.6795 | 0.44197 | 0.31765 | 1.6795 | 1.6795 | 0.44197 | 0.31765 | 1.6795 | 1.6795 | 0.44197 | 0.31765 | 1.6795 | 1.6795 | 0.44197 | 0.31765 | 1.6795 | 1.6795 | 0.44197 | 0.31765 | 1.6795 | 1.6795 | 0.44197 | 0.31765 | 1.6795 | 1.6795 | 0.44197 | 0.31765 | 1.6795 | 2.6844 | 0.44197 | 0.31765 | 2.6844 | 1.6795 | 0.44197 | 0.31765 | 1.6795 | 1.6795 | 0.44197 | 0.31765 | 1.6795 | 1.6795 | 0.44197 | 0.31765 | 1.6795 | 1.6795 | 0.44197 | 0.31765 | 1.6795
CARR ST | KEARSLEY LOCAL | KEARSLEY | 376984 | 401329 | 30.3105 | 14.3493 | 10.3131 | 15.204 | 30.4845 | 14.0147 | 10.0726 | 13.7073 | 30.5642 | 13.9939 | 10.0577 | 13.2967 | 30.6716 | 13.9572 | 10.0313 | 13.0403 | 30.7758 | 13.7959 | 9.9154 | 12.6534 | 30.8851 | 13.5658 | 9.75 | 12.3069 | 31.0102 | 13.5085 | 9.7088 | 11.9902 | 31.1555 | 13.3789 | 9.6156 | 11.6346 | 31.3233 | 13.2448 | 9.5193 | 11.3496 | 31.4546 | 13.1691 | 9.4649 | 10.9916 | 31.9808 | 12.4417 | 8.9421 | 8.7085 | 31.5859 | 13.0667 | 9.3913 | 10.7081 | 32.6369 | 10.8888 | 7.826 | 2.8462 | 33.0985 | 9.6416 | 6.9296 | -1.908 | 33.5476 | 8.6966 | 6.2505 | -5.3457 | 30.2998 | 14.3493 | 10.3131 | 15.204 | 30.4817 | 14.2164 | 10.2176 | 14.3363 | 30.4986 | 14.1613 | 10.178 | 14.2027 | 30.5413 | 14.0812 | 10.1204 | 14.0893 | 30.5776 | 13.9661 | 10.0377 | 13.8405 | 30.6116 | 13.9122 | 9.999 | 13.653 | 30.6697 | 13.8709 | 9.9693 | 13.4181 | 30.7534 | 13.8257 | 9.9368 | 13.0151 | 30.8553 | 13.7319 | 9.8694 | 12.6482 | 30.9109 | 13.6521 | 9.812 | 12.3757 | 31.1688 | 13.4242 | 9.6483 | 11.4928 | 30.9686 | 13.6367 | 9.8009 | 12.1511 | 31.5125 | 13.1288 | 9.4359 | 10.5937 | 31.8613 | 12.8902 | 9.2645 | 10.0095 | 32.1677 | 12.584 | 9.0444 | 9.6443 | 30.3105 | 14.3493 | 10.3131 | 15.204 | 30.4853 | 14.1731 | 10.1865 | 14.33 | 30.5654 | 14.1295 | 10.1552 | 14.0275 | 30.6731 | 14.078 | 10.1182 | 13.8091 | 30.7807 | 14.0108 | 10.0698 | 13.4928 | 30.8918 | 13.7878 | 9.9096 | 13.2622 | 31.0183 | 13.6903 | 9.8395 | 13.0777 | 31.1603 | 13.6331 | 9.7984 | 12.8286 | 31.3286 | 13.5206 | 9.7175 | 12.5968 | 31.4567 | 13.4047 | 9.6342 | 12.2669 | 31.9406 | 12.91 | 9.2786 | 11.0981 | 31.5816 | 13.3134 | 9.5686 | 11.9861 | 32.427 | 12.2611 | 8.8123 | 9.9509 | 32.8035 | 11.7961 | 8.4781 | 9.2537 | 33.085 | 11.4308 | 8.2156 | 8.9549 | 30.3141 | 14.3493 | 10.3131 | 15.204 | 30.4902 | 14.0143 | 10.0724 | 13.4348 | 30.5813 | 13.9585 | 10.0322 | 13.0245 | 30.7126 | 13.8894 | 9.9826 | 12.7969 | 30.8485 | 13.6123 | 9.7834 | 12.4421 | 31.0156 | 13.4141 | 9.641 | 12.1514 | 31.2071 | 13.3302 | 9.5807 | 11.9163 | 31.4153 | 13.1292 | 9.4362 | 11.6627 | 31.6757 | 12.9703 | 9.322 | 11.4558 | 31.8906 | 12.7854 | 9.1891 | 11.1372 | 32.8024 | 11.726 | 8.4277 | 8.7768 | 32.1008 | 12.612 | 9.0645 | 10.8339 | 33.9699 | 10.2091 | 7.3375 | 3.1079 | 34.6891 | 8.9104 | 6.4041 | -1.5101 | 35.0483 | 8.0139 | 5.7598 | -4.6263 | 30.3141 | 14.3493 | 10.3131 | 15.204 | 30.4754 | 14.0052 | 10.0658 | 13.3375 | 30.5461 | 13.9241 | 10.0075 | 12.9644 | 30.6649 | 13.8818 | 9.9771 | 12.7651 | 30.8151 | 13.6371 | 9.8013 | 12.4338 | 30.988 | 13.4257 | 9.6493 | 12.1849 | 31.1873 | 13.2867 | 9.5494 | 11.9812 | 31.4189 | 13.1103 | 9.4227 | 11.5754 | 31.7505 | 12.7814 | 9.1863 | 10.3902 | 32.0406 | 12.4272 | 8.9317 | 9.0547 | 33.1615 | 10.9871 | 7.8967 | 4.0417 | 32.3298 | 11.9866 | 8.615 | 7.7786 | 34.274 | 9.4203 | 6.7705 | -1.3374 | 34.7812 | 8.5104 | 6.1166 | -4.4862 | 34.8409 | 8.3495 | 6.0009 | -3.8954
CASTLETON | CASTLETON | ROCHDALE | 388461 | 411290 | 28.0371 | 8.9261 | 6.5115 | 14.7243 | 28.1656 | 8.6476 | 6.3083 | 13.305 | 28.2418 | 8.3168 | 6.067 | 13.0427 | 28.3472 | 7.947 | 5.7972 | 12.7695 | 28.4472 | 7.6339 | 5.5688 | 12.3156 | 28.5524 | 7.4537 | 5.4374 | 11.8784 | 28.6688 | 7.2734 | 5.3059 | 11.7224 | 28.8002 | 7.1172 | 5.1919 | 11.3342 | 28.9446 | 7.0854 | 5.1687 | 10.9813 | 29.0597 | 6.9906 | 5.0995 | 10.6697 | 29.5502 | 6.6328 | 4.8385 | 8.9046 | 29.1781 | 6.9468 | 5.0676 | 10.503 | 30.1963 | 5.9523 | 4.3421 | 4.1191 | 30.6927 | 5.8866 | 4.2942 | 0.2434 | 31.1973 | 5.329 | 3.8875 | -2.7341 | 28.0304 | 8.9261 | 6.5115 | 14.7243 | 28.1776 | 8.7758 | 6.4018 | 13.9488 | 28.1975 | 8.7145 | 6.3571 | 14.0048 | 28.245 | 8.6175 | 6.2863 | 13.9312 | 28.2854 | 8.4975 | 6.1988 | 13.69 | 28.3214 | 8.3841 | 6.1161 | 13.4969 | 28.3841 | 8.3002 | 6.0549 | 13.4767 | 28.4744 | 8.2082 | 5.9878 | 13.1287 | 28.5894 | 8.1064 | 5.9135 | 12.7649 | 28.64 | 8.0341 | 5.8607 | 12.5515 | 28.8829 | 7.9223 | 5.7792 | 11.8644 | 28.694 | 7.9783 | 5.82 | 12.4338 | 29.2152 | 7.9621 | 5.8082 | 10.9657 | 29.5699 | 8.2272 | 6.0016 | 10.3486 | 29.8905 | 8.4086 | 6.134 | 9.8231 | 28.0371 | 8.9261 | 6.5115 | 14.7243 | 28.1665 | 8.7519 | 6.3844 | 13.8992 | 28.243 | 8.4658 | 6.1757 | 13.7341 | 28.3488 | 8.1101 | 5.9162 | 13.4924 | 28.4527 | 7.8745 | 5.7444 | 13.0952 | 28.5601 | 7.6472 | 5.5785 | 12.748 | 28.6782 | 7.4369 | 5.4251 | 12.681 | 28.8056 | 7.3211 | 5.3407 | 12.3728 | 28.9506 | 7.267 | 5.3012 | 12.0612 | 29.0622 | 7.1822 | 5.2393 | 11.7646 | 29.5042 | 6.9745 | 5.0878 | 10.8569 | 29.1731 | 7.1281 | 5.1999 | 11.5879 | 29.9741 | 6.957 | 5.0751 | 9.7597 | 30.3804 | 7.4858 | 5.4608 | 8.992 | 30.7077 | 7.395 | 5.3945 | 8.4648 | 28.0398 | 8.9261 | 6.5115 | 14.7243 | 28.1674 | 8.5647 | 6.2478 | 13.0148 | 28.2467 | 8.2372 | 6.0089 | 12.7549 | 28.3646 | 7.9604 | 5.807 | 12.5173 | 28.4914 | 7.7357 | 5.6431 | 12.099 | 28.6415 | 7.3801 | 5.3837 | 11.709 | 28.8111 | 7.1425 | 5.2104 | 11.6239 | 28.9948 | 7.1213 | 5.1949 | 11.3171 | 29.2099 | 7.0233 | 5.1234 | 11.0251 | 29.3911 | 6.9068 | 5.0384 | 10.7481 | 30.2327 | 6.3993 | 4.6682 | 9.0325 | 29.5799 | 6.8269 | 4.9801 | 10.6131 | 31.3301 | 5.6164 | 4.0971 | 4.2749 | 32.0247 | 5.4994 | 4.0117 | 0.55321 | 30.7764 | 4.9922 | 3.6418 | -2.0536 | 28.0398 | 8.9261 | 6.5115 | 14.7243 | 28.1542 | 8.554 | 6.24 | 12.8943 | 28.2186 | 8.2393 | 6.0105 | 12.6607 | 28.3281 | 8.1392 | 5.9374 | 12.4541 | 28.4637 | 7.9087 | 5.7693 | 12.0606 | 28.6236 | 7.6646 | 5.5912 | 11.7059 | 28.8086 | 7.5047 | 5.4746 | 11.6479 | 29.0135 | 7.417 | 5.4106 | 11.2382 | 29.2941 | 7.19 | 5.245 | 10.2027 | 29.5489 | 6.9871 | 5.097 | 9.1514 | 30.5653 | 6.9848 | 5.0953 | 5.2807 | 29.8067 | 6.8413 | 4.9906 | 8.244 | 31.6068 | 5.8273 | 4.2509 | 0.85644 | 32.027 | 5.1951 | 3.7897 | -1.7127 | 31.2029 | 5.0614 | 3.6922 | -1.4751
CATTERALL WATERWORKS | RIBBLE | PENWORTHAM EAST / ROCHDALE | 349381 | 442178 | 10.5201 | 10.5201 | 10.5201 | -0.76641 | 10.4569 | 10.4569 | 10.4569 | -0.76229 | 10.4947 | 10.4947 | 10.4947 | -1.0027 | 10.566 | 10.566 | 10.566 | -1.1431 | 10.6202 | 10.6202 | 10.6202 | -1.2473 | 10.6647 | 10.6647 | 10.6647 | -1.4153 | 10.7123 | 10.7123 | 10.7123 | -1.5403 | 10.7631 | 10.7631 | 10.7631 | -1.6154 | 10.8171 | 10.8171 | 10.8171 | -1.78 | 10.8652 | 10.8652 | 10.8652 | -1.9014 | 11.0714 | 11.0714 | 11.0714 | -2.3435 | 10.9149 | 10.9149 | 10.9149 | -2.005 | 11.3423 | 11.3423 | 11.3423 | -2.9459 | 11.5277 | 11.5277 | 11.5277 | -3.4409 | 11.6941 | 11.6941 | 11.6941 | -3.705 | 10.5166 | 10.5166 | 10.5166 | -0.76641 | 10.4647 | 10.4647 | 10.4647 | -0.67551 | 10.4177 | 10.4177 | 10.4177 | -0.62536 | 10.4089 | 10.4089 | 10.4089 | -0.52527 | 10.3769 | 10.3769 | 10.3769 | -0.37416 | 10.3249 | 10.3249 | 10.3249 | -0.2498 | 10.298 | 10.298 | 10.298 | -0.16228 | 10.2947 | 10.2947 | 10.2947 | -0.10902 | 10.313 | 10.313 | 10.313 | -0.19317 | 10.3255 | 10.3255 | 10.3255 | -0.22547 | 10.401 | 10.401 | 10.401 | -0.2948 | 10.3405 | 10.3405 | 10.3405 | -0.24734 | 10.4888 | 10.4888 | 10.4888 | -0.28605 | 10.5606 | 10.5606 | 10.5606 | -0.27366 | 10.6083 | 10.6083 | 10.6083 | -0.14145 | 10.5201 | 10.5201 | 10.5201 | -0.76641 | 10.4579 | 10.4579 | 10.4579 | -0.6549 | 10.4958 | 10.4958 | 10.4958 | -0.86644 | 10.5673 | 10.5673 | 10.5673 | -0.99888 | 10.6228 | 10.6228 | 10.6228 | -1.0938 | 10.668 | 10.668 | 10.668 | -1.2472 | 10.7154 | 10.7154 | 10.7154 | -1.3566 | 10.7641 | 10.7641 | 10.7641 | -1.4187 | 10.8176 | 10.8176 | 10.8176 | -1.5785 | 10.8638 | 10.8638 | 10.8638 | -1.6997 | 11.0501 | 11.0501 | 11.0501 | -2.0725 | 10.9102 | 10.9102 | 10.9102 | -1.8054 | 11.2402 | 11.2402 | 11.2402 | -2.3319 | 11.3784 | 11.3784 | 11.3784 | -2.5245 | 11.4675 | 11.4675 | 11.4675 | -2.4908 | 10.5216 | 10.5216 | 10.5216 | -0.76641 | 10.4528 | 10.4528 | 10.4528 | -0.78477 | 10.486 | 10.486 | 10.486 | -1.009 | 10.5529 | 10.5529 | 10.5529 | -1.1254 | 10.6068 | 10.6068 | 10.6068 | -1.2076 | 10.6585 | 10.6585 | 10.6585 | -1.3531 | 10.717 | 10.717 | 10.717 | -1.4561 | 10.7792 | 10.7792 | 10.7792 | -1.5071 | 10.8504 | 10.8504 | 10.8504 | -1.6509 | 10.9161 | 10.9161 | 10.9161 | -1.7544 | 11.2284 | 11.2284 | 11.2284 | -2.1272 | 10.9864 | 10.9864 | 10.9864 | -1.8402 | 11.6032 | 11.6032 | 11.6032 | -2.5975 | 11.7638 | 11.7638 | 11.7638 | -2.9102 | 11.7882 | 11.7882 | 11.7882 | -2.935 | 10.5216 | 10.5216 | 10.5216 | -0.76641 | 10.4529 | 10.4529 | 10.4529 | -0.80609 | 10.4865 | 10.4865 | 10.4865 | -1.0347 | 10.5553 | 10.5553 | 10.5553 | -1.1502 | 10.6183 | 10.6183 | 10.6183 | -1.2331 | 10.68 | 10.68 | 10.68 | -1.3776 | 10.7526 | 10.7526 | 10.7526 | -1.4801 | 10.8323 | 10.8323 | 10.8323 | -1.532 | 10.9275 | 10.9275 | 10.9275 | -1.7429 | 11.0149 | 11.0149 | 11.0149 | -1.9191 | 11.3663 | 11.3663 | 11.3663 | -2.501 | 11.1033 | 11.1033 | 11.1033 | -2.0791 | 11.7049 | 11.7049 | 11.7049 | -2.9333 | 11.7789 | 11.7789 | 11.7789 | -3.1459 | 11.7228 | 11.7228 | 11.7228 | -2.887
CECIL ST | BLACKPOOL | PENWORTHAM WEST / STANAH | 331301 | 437023 | 30.8171 | 16.013 | 11.6813 | 15.0542 | 31.1632 | 15.7441 | 11.4851 | 13.9759 | 31.3009 | 15.6903 | 11.4458 | 13.5268 | 31.4454 | 15.701 | 11.4537 | 13.3412 | 31.5596 | 15.6889 | 11.4449 | 12.9906 | 31.6578 | 15.6654 | 11.4277 | 12.6951 | 31.7633 | 15.6046 | 11.3833 | 12.3853 | 31.8807 | 15.5191 | 11.3209 | 12.0479 | 32.0112 | 15.4477 | 11.2689 | 11.7086 | 32.0937 | 15.3917 | 11.228 | 11.4676 | 32.3734 | 15.0091 | 10.9489 | 9.6065 | 32.171 | 15.3309 | 11.1837 | 11.2341 | 32.6149 | 13.9766 | 10.1957 | 4.8379 | 32.7332 | 13.0758 | 9.5386 | 1.1482 | 32.7783 | 12.4123 | 9.0546 | -1.423 | 30.8187 | 16.013 | 11.6813 | 15.0542 | 31.2153 | 15.8441 | 11.5581 | 14.2196 | 31.3424 | 15.7953 | 11.5225 | 14.0259 | 31.3924 | 15.7489 | 11.4886 | 13.9881 | 31.4328 | 15.6594 | 11.4233 | 13.7769 | 31.4702 | 15.6217 | 11.3958 | 13.6262 | 31.541 | 15.5881 | 11.3713 | 13.3786 | 31.6477 | 15.5276 | 11.3272 | 12.9776 | 31.7835 | 15.4507 | 11.2711 | 12.513 | 31.8057 | 15.4438 | 11.266 | 12.3729 | 31.8887 | 15.4096 | 11.2411 | 11.7568 | 31.8266 | 15.4338 | 11.2588 | 12.2119 | 31.976 | 15.3889 | 11.226 | 11.093 | 32.0215 | 15.5169 | 11.3193 | 10.7505 | 32.042 | 15.573 | 11.3603 | 10.4678 | 30.8171 | 16.013 | 11.6813 | 15.0542 | 31.1632 | 15.7646 | 11.5 | 14.0437 | 31.3009 | 15.7234 | 11.47 | 13.6444 | 31.4454 | 15.7497 | 11.4892 | 13.5086 | 31.5596 | 15.7389 | 11.4813 | 13.2288 | 31.6578 | 15.7335 | 11.4774 | 13.0318 | 31.7633 | 15.6939 | 11.4485 | 12.8346 | 31.8807 | 15.6306 | 11.4023 | 12.5869 | 32.0112 | 15.5548 | 11.347 | 12.3072 | 32.0937 | 15.5131 | 11.3166 | 12.0954 | 32.3734 | 15.3138 | 11.1712 | 11.2206 | 32.171 | 15.4506 | 11.271 | 11.866 | 32.6149 | 15.0845 | 11.0039 | 10.3187 | 32.7332 | 14.8277 | 10.8166 | 9.8389 | 32.7783 | 14.6132 | 10.6601 | 9.568 | 30.8171 | 16.013 | 11.6813 | 15.0542 | 31.165 | 15.689 | 11.4449 | 13.7751 | 31.3087 | 15.6748 | 11.4346 | 13.3134 | 31.4697 | 15.6989 | 11.4521 | 13.1578 | 31.5954 | 15.7531 | 11.4917 | 12.8392 | 31.7094 | 15.7153 | 11.4641 | 12.5932 | 31.8371 | 15.7145 | 11.4635 | 12.3543 | 31.9743 | 15.6647 | 11.4271 | 12.0997 | 32.1424 | 15.6018 | 11.3813 | 11.8257 | 32.2496 | 15.5224 | 11.3234 | 11.6356 | 32.6243 | 14.7987 | 10.7954 | 9.9545 | 32.3451 | 15.4288 | 11.2551 | 11.4575 | 33.0278 | 13.6337 | 9.9456 | 5.4143 | 33.2089 | 12.8121 | 9.3462 | 1.9374 | 33.2911 | 12.21 | 8.907 | -0.43858 | 30.8171 | 16.013 | 11.6813 | 15.0542 | 31.1251 | 15.6765 | 11.4358 | 13.7166 | 31.2227 | 15.6694 | 11.4306 | 13.2939 | 31.3411 | 15.6821 | 11.4399 | 13.196 | 31.4712 | 15.6552 | 11.4202 | 12.9397 | 31.5969 | 15.5857 | 11.3696 | 12.7642 | 31.7031 | 15.5535 | 11.3461 | 12.5943 | 31.8243 | 15.4692 | 11.2845 | 12.2852 | 32.0083 | 15.2527 | 11.1266 | 11.2355 | 32.1488 | 15.0415 | 10.9726 | 10.2148 | 32.5586 | 13.895 | 10.1362 | 6.234 | 32.2636 | 14.7782 | 10.7805 | 9.1867 | 32.8984 | 12.5198 | 9.133 | 2.0422 | 33.0243 | 11.8738 | 8.6617 | -0.30177 | 32.9732 | 11.8441 | 8.6401 | 0.28015
CENTRAL MANCHESTER | STUART ST | STALYBRIDGE | 384852 | 397718 | 42.7909 | 7.935 | 5.7885 | 24.9083 | 42.7092 | 7.5242 | 5.4888 | 22.8961 | 33.6111 | 5.4521 | 3.9772 | 22.3393 | 21.0745 | 3.4185 | 2.4937 | 21.0745 | 8.9698 | 1.455 | 1.0614 | 8.9698 | 8.1859 | 1.3278 | 0.96864 | 8.1859 | 7.6495 | 1.2408 | 0.90517 | 7.6495 | 7.042 | 1.1423 | 0.83328 | 7.042 | 6.6198 | 1.0738 | 0.78331 | 6.6198 | 6.0283 | 0.97785 | 0.71333 | 6.0283 | 5.3949 | 0.8751 | 0.63837 | 5.3949 | 6.0025 | 0.97366 | 0.71027 | 6.0025 | 13.9992 | 2.2708 | 1.6565 | 13.9992 | 30.7688 | 4.991 | 3.6409 | 16.9979 | 34.208 | 5.5489 | 4.0478 | 16.1398 | 42.7887 | 7.935 | 5.7885 | 24.9083 | 42.7413 | 7.8425 | 5.721 | 24.6589 | 41.0845 | 6.6643 | 4.8615 | 24.6207 | 33.6816 | 5.4635 | 3.9855 | 24.5897 | 26.198 | 4.2496 | 3.1 | 24.5036 | 19.0204 | 3.0853 | 2.2507 | 19.0204 | 11.9964 | 1.9459 | 1.4195 | 11.9964 | 11.6152 | 1.8841 | 1.3744 | 11.6152 | 11.3124 | 1.835 | 1.3386 | 11.3124 | 11.0501 | 1.7924 | 1.3076 | 11.0501 | 11.4087 | 1.8506 | 1.35 | 11.4087 | 10.9756 | 1.7803 | 1.2987 | 10.9756 | 17.7365 | 2.877 | 2.0988 | 17.7365 | 30.4319 | 4.9364 | 3.601 | 22.3286 | 34.0414 | 5.5219 | 4.0281 | 22.0205 | 42.7909 | 7.935 | 5.7885 | 24.9083 | 42.7092 | 7.8003 | 5.6902 | 24.3465 | 40.2053 | 6.5217 | 4.7575 | 23.9732 | 32.4561 | 5.2647 | 3.8405 | 23.6897 | 24.7276 | 4.0111 | 2.926 | 23.3314 | 16.9199 | 2.7446 | 2.0021 | 16.9199 | 9.565 | 1.5515 | 1.1318 | 9.565 | 8.908 | 1.445 | 1.0541 | 8.908 | 8.5558 | 1.3878 | 1.0124 | 8.5558 | 7.9908 | 1.2962 | 0.94555 | 7.9908 | 7.518 | 1.2195 | 0.8896 | 7.518 | 7.9399 | 1.2879 | 0.93953 | 7.9399 | 17.1796 | 2.7867 | 2.0329 | 17.1796 | 34.4544 | 5.5888 | 4.077 | 19.6415 | 39.5503 | 6.4154 | 4.68 | 19.1517 | 42.7917 | 7.935 | 5.7885 | 24.9083 | 42.6981 | 7.379 | 5.3829 | 22.0381 | 37.3948 | 6.0658 | 4.4249 | 21.4018 | 29.6962 | 4.817 | 3.5139 | 21.1706 | 21.6314 | 3.5088 | 2.5596 | 20.793 | 13.7853 | 2.2361 | 1.6312 | 13.7853 | 6.4955 | 1.0536 | 0.76861 | 6.4955 | 5.8588 | 0.95035 | 0.69327 | 5.8588 | 5.3535 | 0.86838 | 0.63347 | 5.3535 | 4.6202 | 0.74945 | 0.54671 | 4.6202 | 3.9251 | 0.63669 | 0.46446 | 3.9251 | 4.5369 | 0.73593 | 0.53685 | 4.5369 | 11.7214 | 1.9013 | 1.387 | 11.7214 | 28.472 | 4.6184 | 3.3691 | 17.0935 | 33.9257 | 5.5031 | 4.0144 | 16.481 | 42.7917 | 7.935 | 5.7885 | 24.9083 | 42.688 | 7.2943 | 5.3211 | 21.6022 | 42.7477 | 7.1009 | 5.18 | 20.928 | 42.865 | 6.981 | 5.0925 | 20.7188 | 41.9156 | 6.7991 | 4.9599 | 20.3576 | 40.8869 | 6.6323 | 4.8381 | 20.2024 | 40.3643 | 6.5475 | 4.7763 | 20.0342 | 39.6211 | 6.4269 | 4.6884 | 19.7354 | 38.6632 | 6.2715 | 4.575 | 19.4724 | 37.7493 | 6.1233 | 4.4669 | 19.1195 | 34.3935 | 5.579 | 4.0698 | 18.1424 | 36.8539 | 5.9781 | 4.3609 | 18.8853 | 30.1904 | 4.8972 | 3.5724 | 17.0967 | 32.5365 | 5.2777 | 3.85 | 16.4269 | 31.6377 | 5.1319 | 3.7437 | 16.1827
CHADDERTON | CHADDERTON | WHITEGATE | 389161 | 403872 | 32.7035 | 5.3048 | 3.8698 | 32.7035 | 29.8754 | 4.8461 | 3.5351 | 29.8754 | 27.4785 | 4.4573 | 3.2515 | 27.4785 | 25.7247 | 4.1728 | 3.044 | 25.7247 | 23.9764 | 3.8892 | 2.8371 | 23.9764 | 23.5277 | 3.8164 | 2.784 | 23.5277 | 22.9248 | 3.7186 | 2.7127 | 22.9248 | 22.2535 | 3.6097 | 2.6333 | 22.2535 | 21.6605 | 3.5135 | 2.5631 | 21.6605 | 21.1036 | 3.4232 | 2.4972 | 21.1036 | 17.9452 | 2.9109 | 2.1235 | 17.9452 | 20.599 | 3.3414 | 2.4375 | 20.599 | 14.0548 | 2.2798 | 1.6631 | 14.0548 | 12.8051 | 2.0771 | 1.5152 | 12.8051 | 9.2219 | 1.4959 | 1.0912 | 9.2219 | 32.7035 | 5.3048 | 3.8698 | 32.7035 | 31.781 | 5.1552 | 3.7606 | 31.781 | 30.6277 | 4.9681 | 3.6242 | 30.6277 | 29.5131 | 4.7873 | 3.4923 | 29.5131 | 28.306 | 4.5915 | 3.3494 | 28.306 | 27.2995 | 4.4282 | 3.2303 | 27.2995 | 26.4878 | 4.2966 | 3.1343 | 26.4878 | 26.0523 | 4.2259 | 3.0828 | 26.0523 | 25.5856 | 4.1502 | 3.0275 | 25.5856 | 25.3055 | 4.1048 | 2.9944 | 25.3055 | 24.2026 | 3.9259 | 2.8639 | 24.2026 | 25.0486 | 4.0631 | 2.964 | 25.0486 | 24.5316 | 3.9793 | 2.9028 | 24.5316 | 26.528 | 4.3031 | 3.139 | 26.528 | 26.1415 | 4.2404 | 3.0933 | 26.1415 | 32.7035 | 5.3048 | 3.8698 | 32.7035 | 31.4987 | 5.1094 | 3.7272 | 31.4987 | 29.9132 | 4.8522 | 3.5396 | 29.9132 | 28.5815 | 4.6362 | 3.382 | 28.5815 | 27.2048 | 4.4129 | 3.2191 | 27.2048 | 26.0842 | 4.2311 | 3.0865 | 26.0842 | 24.9521 | 4.0475 | 2.9526 | 24.9521 | 24.3947 | 3.9571 | 2.8866 | 24.3947 | 23.8358 | 3.8664 | 2.8205 | 23.8358 | 23.2983 | 3.7792 | 2.7569 | 23.2983 | 21.1267 | 3.427 | 2.4999 | 21.1267 | 22.8061 | 3.6994 | 2.6986 | 22.8061 | 21.6919 | 3.5186 | 2.5668 | 21.6919 | 24.7477 | 4.0143 | 2.9284 | 24.7477 | 24.2749 | 3.9376 | 2.8724 | 24.2749 | 32.7035 | 5.3048 | 3.8698 | 32.7035 | 28.7943 | 4.6707 | 3.4072 | 28.7943 | 27.227 | 4.4165 | 3.2218 | 27.227 | 25.6865 | 4.1666 | 3.0395 | 25.6865 | 24.2533 | 3.9341 | 2.8699 | 24.2533 | 23.0146 | 3.7332 | 2.7233 | 23.0146 | 21.6774 | 3.5163 | 2.5651 | 21.6774 | 20.8838 | 3.3876 | 2.4712 | 20.8838 | 20.1388 | 3.2667 | 2.383 | 20.1388 | 19.3431 | 3.1376 | 2.2889 | 19.3431 | 15.9878 | 2.5934 | 1.8918 | 15.9878 | 18.7462 | 3.0408 | 2.2182 | 18.7462 | 11.039 | 1.7906 | 1.3062 | 11.039 | 9.2553 | 1.5013 | 1.0952 | 9.2553 | 6.2574 | 1.015 | 0.74044 | 6.2574 | 32.7035 | 5.3048 | 3.8698 | 32.7035 | 28.4988 | 4.6228 | 3.3723 | 28.4988 | 27.848 | 4.5172 | 3.2952 | 27.848 | 27.1455 | 4.4033 | 3.2121 | 27.1455 | 26.358 | 4.2755 | 3.1189 | 26.358 | 25.8125 | 4.187 | 3.0544 | 25.8125 | 25.1103 | 4.0731 | 2.9713 | 25.1103 | 24.2323 | 3.9307 | 2.8674 | 24.2323 | 22.732 | 3.6873 | 2.6899 | 22.732 | 21.5048 | 3.4883 | 2.5447 | 21.5048 | 20.1031 | 3.2609 | 2.3788 | 20.1031 | 20.2959 | 3.2922 | 2.4016 | 20.2959 | 11.9384 | 1.9365 | 1.4127 | 11.9384 | 7.2009 | 1.1681 | 0.85208 | 7.2009 | 5.9247 | 0.96104 | 0.70107 | 5.9247
CHAMBERHALL | BURY | KEARSLEY | 380280 | 411215 | 31.2227 | 9.2333 | 6.7356 | 9.4748 | 31.4379 | 8.9178 | 6.5054 | 8.2571 | 31.6111 | 8.6105 | 6.2812 | 7.2327 | 31.7968 | 8.5026 | 6.2025 | 6.9275 | 31.9831 | 8.3634 | 6.101 | 6.0277 | 32.185 | 8.2906 | 6.0479 | 5.6609 | 32.4118 | 8.1961 | 5.979 | 5.3495 | 32.6664 | 8.0185 | 5.8494 | 4.6972 | 32.9475 | 7.8439 | 5.722 | 4.151 | 33.1404 | 7.7651 | 5.6645 | 3.903 | 33.8874 | 7.1212 | 5.1948 | 1.0044 | 33.3312 | 7.6778 | 5.6008 | 3.47 | 34.7795 | 5.9889 | 4.3688 | -6.278 | 33.2254 | 5.3895 | 3.9316 | -12.6036 | 28.7698 | 4.6667 | 3.4043 | -16.8296 | 31.1948 | 9.2333 | 6.7356 | 9.4748 | 31.432 | 9.0524 | 6.6036 | 8.6596 | 31.4871 | 8.9251 | 6.5107 | 8.085 | 31.5945 | 8.8701 | 6.4706 | 8.0763 | 31.7022 | 8.7041 | 6.3495 | 7.4734 | 31.8143 | 8.6226 | 6.2901 | 7.3505 | 31.98 | 8.5201 | 6.2153 | 7.1441 | 32.2039 | 8.3433 | 6.0863 | 6.4238 | 32.4048 | 8.2089 | 5.9883 | 5.887 | 32.4827 | 8.202 | 5.9833 | 5.6402 | 32.8221 | 8.0532 | 5.8747 | 4.3907 | 32.5614 | 8.1826 | 5.9691 | 5.3571 | 33.255 | 8.0431 | 5.8673 | 3.3258 | 33.6749 | 8.3277 | 6.0749 | 2.4289 | 34.0328 | 8.3737 | 6.1085 | 2.0738 | 31.2227 | 9.2333 | 6.7356 | 9.4748 | 31.4388 | 9.0224 | 6.5817 | 8.6196 | 31.6124 | 8.7353 | 6.3723 | 7.683 | 31.7985 | 8.6168 | 6.2858 | 7.4274 | 31.9887 | 8.5041 | 6.2036 | 6.6139 | 32.1927 | 8.4356 | 6.1537 | 6.3702 | 32.4212 | 8.3569 | 6.0962 | 6.1806 | 32.672 | 8.1963 | 5.9791 | 5.571 | 32.9536 | 8.0184 | 5.8493 | 5.028 | 33.1429 | 7.9157 | 5.7744 | 4.7783 | 33.8409 | 7.5341 | 5.4961 | 3.1878 | 33.3261 | 7.847 | 5.7243 | 4.3646 | 34.5366 | 7.4781 | 5.4552 | 1.7574 | 35.063 | 7.9149 | 5.7738 | 0.72673 | 35.4455 | 7.9572 | 5.8046 | 0.42973 | 31.2344 | 9.2333 | 6.7356 | 9.4748 | 31.452 | 8.8459 | 6.453 | 8.1029 | 31.6295 | 8.5522 | 6.2387 | 7.1097 | 31.8464 | 8.5492 | 6.2365 | 6.8366 | 32.0868 | 8.3759 | 6.1101 | 6.0035 | 32.3609 | 8.1971 | 5.9797 | 5.5787 | 32.6676 | 8.0315 | 5.8589 | 5.2621 | 32.9996 | 7.8947 | 5.7591 | 4.5851 | 33.4085 | 7.7273 | 5.637 | 3.9865 | 33.714 | 7.5953 | 5.5407 | 3.7094 | 34.9867 | 6.7347 | 4.9128 | 0.6455 | 34.0169 | 7.427 | 5.4179 | 3.1751 | 34.6522 | 5.6209 | 4.1004 | -5.7371 | 31.3979 | 5.093 | 3.7153 | -11.3253 | 27.234 | 4.4176 | 3.2226 | -15.0977 | 31.2344 | 9.2333 | 6.7356 | 9.4748 | 31.4246 | 8.8562 | 6.4605 | 8.0685 | 31.5641 | 8.6312 | 6.2963 | 7.1464 | 31.7528 | 8.6093 | 6.2803 | 6.8789 | 31.9814 | 8.4235 | 6.1448 | 6.1595 | 32.244 | 8.2242 | 5.9995 | 5.7332 | 32.5484 | 8.1557 | 5.9495 | 5.4484 | 32.8976 | 7.9664 | 5.8114 | 4.669 | 33.3745 | 7.6162 | 5.5559 | 3.069 | 33.7751 | 7.301 | 5.326 | 1.6169 | 35.2803 | 6.9398 | 5.0625 | -4.441 | 34.1686 | 6.9912 | 5.1 | -0.03257 | 32.3369 | 5.2454 | 3.8264 | -10.6669 | 26.9528 | 4.372 | 3.1893 | -14.9254 | 26.5655 | 4.3092 | 3.1435 | -14.1879
CHAPEL WHARF | FREDERICK RD | KEARSLEY | 383499 | 398634 | 29.8845 | 10.2765 | 7.4966 | 18.0923 | 29.9155 | 9.7608 | 7.1204 | 15.2184 | 29.9878 | 8.7262 | 6.3657 | 14.4113 | 30.0813 | 7.8065 | 5.6948 | 14.3214 | 30.1666 | 6.853 | 4.9992 | 13.9252 | 30.2477 | 6.7823 | 4.9476 | 13.6777 | 30.3313 | 6.7179 | 4.9006 | 13.5489 | 30.4174 | 6.6304 | 4.8368 | 13.2144 | 30.5062 | 6.5516 | 4.7793 | 12.8737 | 30.5803 | 6.51 | 4.749 | 12.7423 | 30.8416 | 6.335 | 4.6213 | 11.7562 | 30.6512 | 6.4855 | 4.7311 | 12.556 | 31.1107 | 6.8007 | 4.961 | 10.43 | 31.3108 | 7.8168 | 5.7023 | 9.2021 | 31.4791 | 7.8765 | 5.7458 | 8.2105 | 29.8831 | 10.2765 | 7.4966 | 18.0923 | 29.9265 | 10.1582 | 7.4102 | 17.4666 | 29.9552 | 9.5729 | 6.9833 | 17.1855 | 30.0075 | 9.0317 | 6.5885 | 17.2422 | 30.0485 | 8.459 | 6.1707 | 17.0765 | 30.08 | 7.9092 | 5.7697 | 17.0587 | 30.1293 | 7.3708 | 5.3769 | 17.0604 | 30.1973 | 7.3197 | 5.3396 | 16.8308 | 30.2799 | 7.2497 | 5.2885 | 16.5414 | 30.3243 | 7.2318 | 5.2755 | 16.4611 | 30.4926 | 7.1857 | 5.2419 | 15.8346 | 30.3679 | 7.23 | 5.2742 | 16.3343 | 30.6821 | 7.5994 | 5.5436 | 15.1985 | 30.8345 | 8.3981 | 6.1263 | 14.5943 | 30.9754 | 8.4509 | 6.1648 | 14.0737 | 29.8845 | 10.2765 | 7.4966 | 18.0923 | 29.9155 | 10.0547 | 7.3347 | 16.8736 | 29.9878 | 9.4165 | 6.8692 | 16.2972 | 30.0813 | 8.8535 | 6.4585 | 16.1794 | 30.1666 | 8.2407 | 6.0115 | 15.8047 | 30.2477 | 7.6467 | 5.5781 | 15.5672 | 30.3313 | 7.0562 | 5.1474 | 15.4359 | 30.4174 | 6.9711 | 5.0853 | 15.1228 | 30.5062 | 6.8946 | 5.0295 | 14.798 | 30.5803 | 6.854 | 4.9999 | 14.6537 | 30.8416 | 6.7094 | 4.8944 | 13.7562 | 30.6512 | 6.8256 | 4.9792 | 14.4593 | 31.1107 | 7.3273 | 5.3451 | 12.8582 | 31.3108 | 8.4367 | 6.1545 | 12.04 | 31.4791 | 8.4992 | 6.2001 | 11.3889 | 29.885 | 10.2765 | 7.4966 | 18.0923 | 29.9119 | 9.568 | 6.9797 | 14.0573 | 29.9827 | 8.8675 | 6.4687 | 13.1133 | 30.0768 | 8.3056 | 6.0588 | 13.0706 | 30.1654 | 7.6605 | 5.5882 | 12.6902 | 30.2501 | 7.0661 | 5.1546 | 12.4708 | 30.3383 | 6.4873 | 4.7324 | 12.3797 | 30.4287 | 6.3876 | 4.6597 | 12.0681 | 30.5228 | 6.3058 | 4.6 | 11.7516 | 30.5979 | 6.2321 | 4.5463 | 11.6566 | 30.8602 | 6.0557 | 4.4175 | 10.7976 | 30.6692 | 6.1661 | 4.4981 | 11.5026 | 31.1201 | 6.5002 | 4.7418 | 9.656 | 31.2907 | 7.5197 | 5.4855 | 8.614 | 31.4245 | 7.5937 | 5.5395 | 7.8155 | 29.885 | 10.2765 | 7.4966 | 18.0923 | 29.907 | 9.4689 | 6.9074 | 13.4764 | 29.971 | 9.2901 | 6.777 | 12.4654 | 30.0581 | 9.2334 | 6.7356 | 12.4494 | 30.1391 | 9.1602 | 6.6823 | 12.0809 | 30.2162 | 9.0783 | 6.6225 | 11.8794 | 30.2964 | 9.0207 | 6.5805 | 11.8106 | 30.3771 | 8.9118 | 6.5011 | 11.508 | 30.4645 | 8.7449 | 6.3793 | 11.1144 | 30.5409 | 8.6812 | 6.3328 | 10.9373 | 30.8083 | 8.2688 | 6.032 | 9.8176 | 30.6144 | 8.601 | 6.2743 | 10.6939 | 31.0627 | 7.7941 | 5.6857 | 8.7207 | 31.2251 | 7.541 | 5.501 | 7.7975 | 31.3425 | 7.4203 | 5.413 | 7.3774
CHASSEN RD | BARTON | CARRINGTON | 375542 | 394453 | 30.7704 | 11.8507 | 8.6449 | 14.5824 | 31.029 | 11.7148 | 8.5458 | 13.5409 | 31.1314 | 11.6814 | 8.5214 | 13.2322 | 31.2612 | 11.632 | 8.4854 | 13.1222 | 31.4003 | 11.4625 | 8.3618 | 12.6747 | 31.5557 | 11.4221 | 8.3323 | 12.2829 | 31.7329 | 11.3616 | 8.2882 | 11.9184 | 31.9299 | 11.2813 | 8.2295 | 11.3571 | 32.1496 | 11.2245 | 8.1881 | 11.1376 | 32.2956 | 11.0863 | 8.0873 | 10.7417 | 32.7853 | 10.3854 | 7.576 | 8.1891 | 32.4329 | 10.945 | 7.9842 | 10.424 | 33.1981 | 9.0714 | 6.6175 | 1.8763 | 33.4238 | 7.8757 | 5.7452 | -3.2522 | 33.5417 | 7.0015 | 5.1075 | -7.022 | 30.7465 | 11.8507 | 8.6449 | 14.5824 | 31.0081 | 11.7215 | 8.5507 | 13.6481 | 31.0423 | 11.7051 | 8.5387 | 13.5968 | 31.1042 | 11.6987 | 8.5341 | 13.6806 | 31.1701 | 11.6403 | 8.4914 | 13.3997 | 31.2293 | 11.5788 | 8.4466 | 13.1555 | 31.3135 | 11.5046 | 8.3924 | 12.8827 | 31.4296 | 11.4223 | 8.3324 | 12.3147 | 31.5616 | 11.3574 | 8.2851 | 11.9894 | 31.6268 | 11.2995 | 8.2428 | 11.6904 | 31.8716 | 11.1151 | 8.1083 | 10.6358 | 31.689 | 11.2514 | 8.2077 | 11.4286 | 32.1286 | 10.9279 | 7.9718 | 9.6609 | 32.303 | 10.9258 | 7.9703 | 9.1648 | 32.4201 | 10.886 | 7.9412 | 8.8274 | 30.7704 | 11.8507 | 8.6449 | 14.5824 | 31.0297 | 11.7339 | 8.5597 | 13.7018 | 31.1322 | 11.7253 | 8.5535 | 13.4447 | 31.2621 | 11.7046 | 8.5383 | 13.3839 | 31.4014 | 11.5494 | 8.4252 | 13.0214 | 31.5569 | 11.5145 | 8.3997 | 12.756 | 31.733 | 11.4671 | 8.3651 | 12.5421 | 31.9289 | 11.4142 | 8.3265 | 12.1065 | 32.1478 | 11.3759 | 8.2986 | 11.951 | 32.2926 | 11.2657 | 8.2182 | 11.591 | 32.7777 | 10.8007 | 7.879 | 10.3155 | 32.4286 | 11.0814 | 8.0837 | 11.2793 | 33.1682 | 10.3753 | 7.5686 | 9.07 | 33.3755 | 9.9256 | 7.2406 | 8.4658 | 33.4739 | 9.7729 | 7.1292 | 8.259 | 30.7805 | 11.8507 | 8.6449 | 14.5824 | 31.0368 | 11.7146 | 8.5457 | 13.5163 | 31.1529 | 11.6867 | 8.5253 | 13.2444 | 31.312 | 11.5804 | 8.4478 | 13.1674 | 31.4962 | 11.5252 | 8.4075 | 12.7633 | 31.7007 | 11.4556 | 8.3567 | 12.4582 | 31.9271 | 11.3662 | 8.2915 | 12.2333 | 32.1702 | 11.1896 | 8.1627 | 11.8354 | 32.4591 | 11.058 | 8.0666 | 11.7104 | 32.6468 | 10.9405 | 7.981 | 11.3296 | 33.3124 | 10.1983 | 7.4395 | 8.832 | 32.817 | 10.8115 | 7.8868 | 10.9822 | 34.0506 | 8.7763 | 6.4022 | 3.1342 | 34.4816 | 7.6776 | 5.6007 | -1.7842 | 34.7309 | 7.0288 | 5.1274 | -5.3402 | 30.7805 | 11.8507 | 8.6449 | 14.5824 | 31.0127 | 11.7211 | 8.5504 | 13.5489 | 31.1009 | 11.6619 | 8.5072 | 13.3461 | 31.2337 | 11.6903 | 8.5279 | 13.3029 | 31.3928 | 11.6113 | 8.4703 | 12.9463 | 31.5731 | 11.5793 | 8.4469 | 12.7002 | 31.7773 | 11.4429 | 8.3474 | 12.5189 | 32.0078 | 11.2728 | 8.2233 | 11.9897 | 32.321 | 10.9263 | 7.9706 | 10.8507 | 32.5623 | 10.5987 | 7.7316 | 9.4508 | 33.3733 | 9.183 | 6.6989 | 4.149 | 32.7887 | 10.2765 | 7.4966 | 8.1123 | 34.0783 | 7.5474 | 5.5057 | -1.4959 | 34.4177 | 7.1107 | 5.1872 | -4.8899 | 34.4578 | 7.0738 | 5.1602 | -4.3416
CHATSWORTH ST | BARROW & SANDGATE | HARKER / HUTTON | 319188 | 470003 | 30.6398 | 11.3439 | 8.1531 | 15.7008 | 30.8856 | 11.1819 | 8.0367 | 15.3202 | 30.9875 | 10.8707 | 7.813 | 14.8262 | 31.1339 | 10.5743 | 7.5999 | 14.4811 | 31.2779 | 10.2413 | 7.3606 | 13.8701 | 31.4286 | 9.937 | 7.1419 | 13.3177 | 31.6038 | 9.6912 | 6.9653 | 13.0003 | 31.7953 | 9.523 | 6.8444 | 12.4467 | 32.007 | 9.3715 | 6.7355 | 11.9967 | 32.1666 | 9.2283 | 6.6326 | 11.6106 | 32.7107 | 8.5918 | 6.1751 | 9.551 | 32.3246 | 9.1221 | 6.5562 | 11.4012 | 33.2413 | 7.4292 | 5.3395 | 4.3295 | 33.5266 | 6.6079 | 4.7492 | 0.50668 | 33.6329 | 5.9467 | 4.274 | -2.2933 | 30.6491 | 11.3439 | 8.1531 | 15.7008 | 30.9145 | 11.252 | 8.087 | 15.4755 | 30.9348 | 11.2234 | 8.0665 | 15.4444 | 30.9794 | 11.1902 | 8.0426 | 15.5097 | 31.0061 | 11.1199 | 7.9921 | 15.3509 | 31.0253 | 11.0618 | 7.9504 | 15.3111 | 31.0833 | 11.0277 | 7.9258 | 15.3816 | 31.1863 | 10.9259 | 7.8527 | 15.0533 | 31.322 | 10.8231 | 7.7788 | 14.7486 | 31.3746 | 10.7803 | 7.748 | 14.621 | 31.6265 | 10.6001 | 7.6185 | 14.2146 | 31.4315 | 10.7413 | 7.72 | 14.5785 | 31.9047 | 10.3529 | 7.4408 | 13.6438 | 32.0421 | 10.1785 | 7.3155 | 13.2723 | 32.0932 | 10.0909 | 7.2525 | 13.202 | 30.6398 | 11.3439 | 8.1531 | 15.7008 | 30.8897 | 11.2483 | 8.0844 | 15.5239 | 30.992 | 10.9517 | 7.8712 | 15.1085 | 31.1387 | 10.6745 | 7.672 | 14.8635 | 31.283 | 10.3701 | 7.4532 | 14.4131 | 31.4336 | 10.0995 | 7.2587 | 14.0911 | 31.6015 | 9.9023 | 7.117 | 14.0296 | 31.7872 | 9.7684 | 7.0208 | 13.7051 | 31.9935 | 9.6351 | 6.9249 | 13.3335 | 32.1474 | 9.491 | 6.8214 | 12.9371 | 32.6761 | 8.9889 | 6.4605 | 11.6682 | 32.2995 | 9.3649 | 6.7308 | 12.6454 | 33.1239 | 8.5963 | 6.1783 | 10.5136 | 33.3215 | 8.398 | 6.0358 | 9.9815 | 33.3626 | 8.234 | 5.918 | 10.221 | 30.6373 | 11.3439 | 8.1531 | 15.7008 | 30.8938 | 11.1466 | 8.0113 | 15.303 | 31.0017 | 10.8392 | 7.7903 | 14.8393 | 31.1674 | 10.5418 | 7.5766 | 14.5298 | 31.3479 | 10.1566 | 7.2997 | 13.9582 | 31.545 | 9.849 | 7.0786 | 13.4611 | 31.7669 | 9.5828 | 6.8873 | 13.2228 | 32.0027 | 9.3914 | 6.7498 | 12.7654 | 32.2779 | 9.2198 | 6.6264 | 12.3887 | 32.4551 | 9.0718 | 6.5201 | 12.0518 | 33.1706 | 8.3831 | 6.0251 | 10.1663 | 32.6253 | 8.9782 | 6.4528 | 11.8919 | 34.0568 | 7.2165 | 5.1866 | 5.1697 | 34.5822 | 6.3677 | 4.5766 | 1.5414 | 34.7592 | 5.7462 | 4.1299 | -1.0461 | 30.6373 | 11.3439 | 8.1531 | 15.7008 | 30.8758 | 11.1539 | 8.0166 | 15.3097 | 30.9663 | 10.842 | 7.7924 | 14.8571 | 31.1151 | 10.5268 | 7.5658 | 14.5594 | 31.2836 | 10.1556 | 7.2991 | 14.0223 | 31.4748 | 9.7914 | 7.0373 | 13.6008 | 31.697 | 9.5302 | 6.8495 | 13.4551 | 31.9418 | 9.3344 | 6.7088 | 13.0347 | 32.2451 | 9.0112 | 6.4765 | 11.9217 | 32.4839 | 8.6704 | 6.2316 | 10.7338 | 33.3195 | 7.5381 | 5.4178 | 6.4308 | 32.7116 | 8.3788 | 6.022 | 9.6751 | 34.1229 | 6.3266 | 4.547 | 2.1455 | 34.5071 | 5.6839 | 4.0851 | -0.2772 | 34.519 | 5.7115 | 4.105 | 0.50034
CHEADLE HEATH | ADSWOOD | BREDBURY | 387062 | 389054 | 21.031 | 11.4763 | 8.3718 | 10.8914 | 21.1433 | 11.2489 | 8.2059 | 10.1037 | 21.2173 | 11.1394 | 8.126 | 9.8382 | 21.3148 | 11.0243 | 8.0421 | 9.589 | 21.4177 | 10.8815 | 7.9379 | 9.3651 | 21.5228 | 10.7696 | 7.8562 | 8.9099 | 21.625 | 10.7109 | 7.8134 | 8.802 | 21.7423 | 10.6605 | 7.7767 | 8.7524 | 21.8751 | 10.5634 | 7.7059 | 8.4891 | 21.9761 | 10.4693 | 7.6372 | 8.2655 | 22.3715 | 9.9583 | 7.2644 | 6.6936 | 22.0765 | 10.3923 | 7.5811 | 8.0998 | 22.8499 | 8.8486 | 6.4549 | 2.697 | 23.1799 | 7.994 | 5.8315 | -0.61888 | 23.4805 | 7.4143 | 5.4086 | -2.8314 | 21.0127 | 11.4763 | 8.3718 | 10.8914 | 21.1344 | 11.3305 | 8.2655 | 10.2874 | 21.1608 | 11.2947 | 8.2394 | 10.2524 | 21.2127 | 11.2442 | 8.2025 | 10.1638 | 21.2402 | 11.195 | 8.1666 | 10.0822 | 21.2513 | 11.1051 | 8.101 | 9.7985 | 21.2824 | 11.0647 | 8.0715 | 9.7585 | 21.3347 | 11.0118 | 8.0329 | 9.6549 | 21.4017 | 10.9113 | 7.9597 | 9.3185 | 21.4369 | 10.8545 | 7.9182 | 9.147 | 21.5968 | 10.6752 | 7.7874 | 8.5479 | 21.4731 | 10.8037 | 7.8811 | 9.0185 | 21.8075 | 10.5337 | 7.6842 | 8.0301 | 22.0192 | 10.3706 | 7.5652 | 7.6767 | 22.1976 | 10.2372 | 7.4679 | 7.5767 | 21.031 | 11.4763 | 8.3718 | 10.8914 | 21.1438 | 11.3241 | 8.2608 | 10.3098 | 21.218 | 11.2277 | 8.1904 | 10.0844 | 21.3158 | 11.1219 | 8.1133 | 9.8634 | 21.4211 | 10.9849 | 8.0134 | 9.6789 | 21.5273 | 10.8791 | 7.9361 | 9.298 | 21.6305 | 10.8277 | 7.8987 | 9.2651 | 21.7455 | 10.7998 | 7.8783 | 9.27 | 21.8786 | 10.7106 | 7.8133 | 9.0379 | 21.9775 | 10.6143 | 7.743 | 8.8257 | 22.3445 | 10.2671 | 7.4897 | 8.0743 | 22.0736 | 10.5366 | 7.6863 | 8.6579 | 22.7087 | 9.7992 | 7.1484 | 7.4317 | 22.9813 | 9.5283 | 6.9508 | 7.0079 | 23.1691 | 9.366 | 6.8324 | 6.9495 | 21.0369 | 11.4763 | 8.3718 | 10.8914 | 21.1488 | 11.2159 | 8.1819 | 10.0466 | 21.2326 | 11.095 | 8.0936 | 9.8079 | 21.3521 | 10.9707 | 8.0029 | 9.586 | 21.4922 | 10.8441 | 7.9106 | 9.3947 | 21.6296 | 10.7193 | 7.8196 | 8.9964 | 21.7826 | 10.6437 | 7.7644 | 8.9693 | 21.948 | 10.5486 | 7.695 | 9.0165 | 22.1543 | 10.439 | 7.6151 | 8.8314 | 22.3202 | 10.3073 | 7.519 | 8.6466 | 23.0468 | 9.6072 | 7.0084 | 7.1644 | 22.485 | 10.1678 | 7.4173 | 8.5184 | 23.863 | 8.4828 | 6.1881 | 3.3014 | 24.3456 | 7.7013 | 5.618 | 0.16404 | 24.5697 | 7.132 | 5.2027 | -1.7538 | 21.0369 | 11.4763 | 8.3718 | 10.8914 | 21.1346 | 11.2133 | 8.1799 | 10.0389 | 21.2018 | 11.1093 | 8.104 | 9.836 | 21.3093 | 10.9463 | 7.9852 | 9.6361 | 21.4475 | 10.8792 | 7.9363 | 9.4626 | 21.6113 | 10.7434 | 7.8372 | 9.0931 | 21.7764 | 10.6555 | 7.7731 | 9.0849 | 21.9733 | 10.5683 | 7.7095 | 9.0263 | 22.2282 | 10.2968 | 7.5114 | 8.1456 | 22.444 | 10.0008 | 7.2954 | 7.2481 | 23.2613 | 8.889 | 6.4844 | 3.8254 | 22.6569 | 9.674 | 7.0571 | 6.4067 | 24.0417 | 7.9435 | 5.7947 | 0.24523 | 24.3856 | 7.3175 | 5.338 | -1.8856 | 24.4216 | 7.2514 | 5.2898 | -1.2473
CHEADLE HULME | ADSWOOD | BREDBURY | 387386 | 386308 | 30.3704 | 13.5248 | 9.7206 | 13.562 | 30.6263 | 13.2737 | 9.54 | 12.3251 | 30.9012 | 13.1073 | 9.4205 | 11.5508 | 31.1827 | 13.0062 | 9.3478 | 11.6211 | 31.4602 | 12.964 | 9.3175 | 11.2016 | 31.6538 | 12.8288 | 9.2203 | 10.6735 | 31.8583 | 12.7517 | 9.1649 | 10.4441 | 32.0839 | 12.6383 | 9.0834 | 10.1044 | 32.3026 | 12.508 | 8.9898 | 9.723 | 32.445 | 12.3773 | 8.8958 | 9.3827 | 32.9191 | 11.7188 | 8.4225 | 7.0511 | 32.5781 | 12.2621 | 8.813 | 9.0663 | 33.3181 | 10.3729 | 7.4552 | 1.5021 | 33.5245 | 9.0939 | 6.536 | -3.4073 | 33.6092 | 8.2011 | 5.8943 | -6.5551 | 30.3658 | 13.5248 | 9.7206 | 13.562 | 30.6078 | 13.4152 | 9.6418 | 13.0568 | 30.7238 | 13.3636 | 9.6047 | 12.7365 | 30.8698 | 13.3804 | 9.6168 | 13.0376 | 31.0239 | 13.2679 | 9.5359 | 12.8709 | 31.1905 | 13.2231 | 9.5037 | 12.6736 | 31.313 | 13.1897 | 9.4797 | 12.5815 | 31.4602 | 13.108 | 9.421 | 12.1875 | 31.6311 | 13.0215 | 9.3588 | 11.6988 | 31.6843 | 12.9818 | 9.3303 | 11.4787 | 31.8652 | 12.753 | 9.1659 | 10.5767 | 31.733 | 12.9215 | 9.2869 | 11.2387 | 32.0412 | 12.5454 | 9.0166 | 9.8162 | 32.1539 | 12.3445 | 8.8722 | 9.2807 | 32.2191 | 12.1812 | 8.7548 | 9.276 | 30.3704 | 13.5248 | 9.7206 | 13.562 | 30.6263 | 13.4184 | 9.644 | 13.0503 | 30.9012 | 13.2778 | 9.543 | 12.4023 | 31.1827 | 13.2 | 9.4871 | 12.4813 | 31.4602 | 13.1413 | 9.4449 | 12.1146 | 31.6538 | 13.0417 | 9.3733 | 11.7018 | 31.8583 | 12.9762 | 9.3262 | 11.568 | 32.0839 | 12.883 | 9.2592 | 11.3145 | 32.3026 | 12.7575 | 9.1691 | 10.9815 | 32.445 | 12.6386 | 9.0836 | 10.6603 | 32.9191 | 12.1938 | 8.7639 | 9.4793 | 32.5781 | 12.5185 | 8.9973 | 10.3451 | 33.3181 | 11.7241 | 8.4263 | 8.4948 | 33.5245 | 11.2027 | 8.0516 | 7.8281 | 33.6092 | 10.8132 | 7.7717 | 7.8627 | 30.3728 | 13.5248 | 9.7206 | 13.562 | 30.6297 | 13.2027 | 9.489 | 12.0245 | 30.9227 | 12.9918 | 9.3375 | 11.2629 | 31.2584 | 12.9948 | 9.3396 | 11.387 | 31.5791 | 12.8857 | 9.2612 | 11.0206 | 31.8159 | 12.7224 | 9.1438 | 10.5938 | 32.075 | 12.6119 | 9.0644 | 10.526 | 32.3398 | 12.4858 | 8.9738 | 10.3472 | 32.6323 | 12.348 | 8.8748 | 10.1021 | 32.8287 | 12.1899 | 8.7612 | 9.868 | 33.613 | 11.4012 | 8.1943 | 7.8692 | 33.003 | 12.0575 | 8.666 | 9.6438 | 34.379 | 9.8381 | 7.0709 | 2.6667 | 34.7191 | 8.5693 | 6.1589 | -1.894 | 34.9043 | 7.8213 | 5.6213 | -4.7578 | 30.3728 | 13.5248 | 9.7206 | 13.562 | 30.6145 | 13.184 | 9.4756 | 11.8897 | 30.8928 | 12.8819 | 9.2585 | 11.1465 | 31.2195 | 13.0234 | 9.3602 | 11.2954 | 31.5037 | 12.9253 | 9.2896 | 10.9574 | 31.7197 | 12.7591 | 9.1702 | 10.5688 | 31.9579 | 12.6568 | 9.0967 | 10.5326 | 32.2235 | 12.498 | 8.9826 | 10.2298 | 32.6018 | 12.1621 | 8.7411 | 9.0461 | 32.8799 | 11.8541 | 8.5198 | 7.8324 | 33.7891 | 10.5131 | 7.556 | 3.176 | 33.1365 | 11.5394 | 8.2936 | 6.659 | 34.4534 | 9.0294 | 6.4896 | -1.7055 | 34.7236 | 8.1493 | 5.8571 | -4.9547 | 34.7242 | 8.0528 | 5.7877 | -4.1937
CHEETHAM HILL | AGECROFT | KEARSLEY | 383606 | 402218 | 22.4115 | 16.1283 | 11.7654 | 2.8075 | 22.6007 | 15.7066 | 11.4577 | 1.6091 | 22.6799 | 15.3885 | 11.2257 | 1.0028 | 22.7902 | 15.1072 | 11.0205 | 0.81894 | 22.8962 | 14.927 | 10.889 | 0.36608 | 23.0054 | 14.7911 | 10.7899 | -0.031738 | 23.1262 | 14.6288 | 10.6715 | -0.28734 | 23.2592 | 14.4242 | 10.5222 | -0.78686 | 23.4116 | 14.2143 | 10.3691 | -1.2348 | 23.5131 | 14.0249 | 10.231 | -1.461 | 23.8472 | 13.4447 | 9.8077 | -3.5748 | 23.6061 | 13.8204 | 10.0818 | -1.7151 | 24.1346 | 12.2811 | 8.9589 | -8.648 | 24.2812 | 11.6445 | 8.4945 | -12.6721 | 24.3306 | 10.9408 | 7.9811 | -15.3872 | 22.4049 | 16.1283 | 11.7654 | 2.8075 | 22.628 | 15.8726 | 11.5788 | 2.0373 | 22.6581 | 15.7145 | 11.4635 | 1.7491 | 22.7251 | 15.5945 | 11.376 | 1.8102 | 22.7909 | 15.4432 | 11.2656 | 1.5845 | 22.8579 | 15.3135 | 11.171 | 1.4366 | 22.9562 | 15.2614 | 11.133 | 1.3244 | 23.0883 | 15.1242 | 11.0329 | 0.85664 | 23.2258 | 14.9762 | 10.9249 | 0.36845 | 23.2683 | 14.9472 | 10.9038 | 0.26963 | 23.4101 | 14.7087 | 10.7298 | -0.44503 | 23.3062 | 14.8826 | 10.8567 | 0.12109 | 23.5436 | 14.3999 | 10.5045 | -1.0532 | 23.6096 | 14.1152 | 10.2969 | -1.4507 | 23.6431 | 14.1377 | 10.3132 | -1.6021 | 22.4115 | 16.1283 | 11.7654 | 2.8075 | 22.6007 | 15.8648 | 11.5732 | 2.0767 | 22.6799 | 15.6208 | 11.3951 | 1.5773 | 22.7902 | 15.3942 | 11.2298 | 1.4529 | 22.8962 | 15.1424 | 11.0462 | 1.1085 | 23.0054 | 14.9501 | 10.9059 | 0.8647 | 23.1262 | 14.8354 | 10.8222 | 0.77594 | 23.2592 | 14.6551 | 10.6907 | 0.42571 | 23.4116 | 14.46 | 10.5484 | 0.081521 | 23.5131 | 14.2869 | 10.4221 | -0.095235 | 23.8472 | 13.8925 | 10.1344 | -1.1118 | 23.6061 | 14.0832 | 10.2735 | -0.33391 | 24.1346 | 13.497 | 9.8459 | -1.9602 | 24.2812 | 13.5808 | 9.907 | -2.4854 | 24.3306 | 13.3037 | 9.7049 | -2.554 | 22.4136 | 16.1283 | 11.7654 | 2.8075 | 22.6029 | 15.7022 | 11.4545 | 1.4221 | 22.692 | 15.4347 | 11.2594 | 0.82617 | 22.8235 | 15.1767 | 11.0712 | 0.68308 | 22.9647 | 14.8806 | 10.8552 | 0.27264 | 23.1169 | 14.5841 | 10.6389 | -0.05452 | 23.2836 | 14.3888 | 10.4964 | -0.21168 | 23.4555 | 14.1132 | 10.2954 | -0.59383 | 23.6649 | 13.7771 | 10.0502 | -0.94567 | 23.8032 | 13.8233 | 10.0839 | -1.0999 | 24.1921 | 13.1424 | 9.5872 | -2.9712 | 23.9089 | 13.7694 | 10.0445 | -1.2756 | 24.6356 | 11.9703 | 8.7322 | -7.8193 | 24.8381 | 11.1873 | 8.161 | -11.6581 | 24.931 | 10.4973 | 7.6576 | -14.1944 | 22.4136 | 16.1283 | 11.7654 | 2.8075 | 22.5787 | 15.716 | 11.4646 | 1.3802 | 22.64 | 15.4341 | 11.259 | 0.84814 | 22.7464 | 15.1593 | 11.0585 | 0.75412 | 22.8608 | 14.8383 | 10.8243 | 0.40665 | 22.9836 | 14.483 | 10.5651 | 0.15482 | 23.1211 | 14.1349 | 10.3112 | 0.066788 | 23.2709 | 14.1743 | 10.34 | -0.36173 | 23.4719 | 13.9312 | 10.1626 | -1.5499 | 23.6279 | 13.6735 | 9.9747 | -2.5887 | 24.1337 | 12.7905 | 9.3305 | -7.0077 | 23.7732 | 13.3397 | 9.7311 | -3.6864 | 24.5543 | 11.4907 | 8.3823 | -11.4808 | 24.6914 | 10.7147 | 7.8162 | -14.0772 | 24.6142 | 10.6487 | 7.7681 | -13.21
ALDERLEY & CHELFORD | MOSS NOOK | SOUTH MANCHESTER | 382184 | 373490 | 26.9631 | 4.4393 | 3.1906 | 18.1187 | 25.1389 | 4.1389 | 2.9747 | 16.414 | 23.7788 | 3.915 | 2.8138 | 15.7872 | 21.3815 | 3.5203 | 2.5301 | 15.1773 | 19.6756 | 3.2394 | 2.3283 | 14.6163 | 17.5852 | 2.8953 | 2.0809 | 13.9788 | 15.3899 | 2.5338 | 1.8211 | 13.4651 | 11.2307 | 1.8491 | 1.329 | 10.5895 | 9.2229 | 1.5185 | 1.0914 | 9.2229 | 6.4279 | 1.0583 | 0.76062 | 6.4279 | 4.5224 | 0.74458 | 0.53515 | 4.5224 | 6.1099 | 1.0059 | 0.72299 | 6.1099 | 1.4434 | 0.23765 | 0.1708 | 1.4434 | 16.3125 | 2.6857 | 1.9303 | -1.7924 | 25.3794 | 4.1785 | 3.0032 | -4.227 | 26.9631 | 4.4393 | 3.1906 | 18.1187 | 26.2023 | 4.314 | 3.1006 | 17.413 | 26.2087 | 4.3151 | 3.1013 | 17.3839 | 25.8146 | 4.2502 | 3.0547 | 17.1253 | 25.3499 | 4.1737 | 2.9997 | 16.8959 | 24.584 | 4.0476 | 2.9091 | 16.6267 | 24.3554 | 4.0099 | 2.882 | 16.3053 | 23.7958 | 3.9178 | 2.8158 | 15.8086 | 23.0336 | 3.7923 | 2.7256 | 15.216 | 22.4394 | 3.6945 | 2.6553 | 14.7971 | 20.5235 | 3.379 | 2.4286 | 13.4416 | 21.9094 | 3.6072 | 2.5926 | 14.4752 | 19.927 | 3.2808 | 2.358 | 12.1658 | 27.4726 | 4.5232 | 3.2509 | 11.4286 | 33.499 | 5.5153 | 3.964 | 10.9885 | 26.9631 | 4.4393 | 3.1906 | 18.1187 | 26.0511 | 4.2891 | 3.0827 | 17.35 | 24.7413 | 4.0735 | 2.9277 | 16.8772 | 22.1846 | 3.6525 | 2.6251 | 16.3162 | 20.5576 | 3.3847 | 2.4326 | 15.8297 | 18.756 | 3.088 | 2.2194 | 15.3108 | 16.7122 | 2.7515 | 1.9776 | 14.9221 | 12.6452 | 2.0819 | 1.4963 | 12.1417 | 10.5659 | 1.7396 | 1.2503 | 10.5659 | 7.5757 | 1.2473 | 0.89645 | 7.5757 | 6.7621 | 1.1133 | 0.80017 | 6.7621 | 8.119 | 1.3367 | 0.96073 | 8.119 | 8.0892 | 1.3318 | 0.95721 | 6.8507 | 26.4412 | 4.3533 | 3.1288 | 5.9831 | 37.3356 | 6.147 | 4.418 | 5.6153 | 26.9631 | 4.4393 | 3.1906 | 18.1187 | 24.55 | 4.042 | 2.905 | 16.0051 | 22.9846 | 3.7842 | 2.7198 | 15.3889 | 20.2734 | 3.3379 | 2.399 | 14.8225 | 17.7688 | 2.9255 | 2.1026 | 14.3174 | 15.2724 | 2.5145 | 1.8072 | 13.7823 | 12.473 | 2.0536 | 1.476 | 12.473 | 6.9686 | 1.1473 | 0.8246 | 6.9686 | 8.0257 | 1.3214 | 0.9497 | 8.0257 | 7.2882 | 1.1999 | 0.86242 | 7.2882 | 1.9175 | 0.31571 | 0.22691 | 1.9175 | 5.2926 | 0.87138 | 0.62628 | 5.2926 | 2.6844 | 0.44197 | 0.31765 | 1.7688 | 13.2135 | 2.1755 | 1.5636 | -1.2201 | 21.0362 | 3.4634 | 2.4892 | -3.3289 | 26.9631 | 4.4393 | 3.1906 | 18.1187 | 24.4251 | 4.0214 | 2.8903 | 15.8158 | 22.6708 | 3.7326 | 2.6827 | 15.2153 | 19.3233 | 3.1814 | 2.2866 | 14.6813 | 16.6188 | 2.7362 | 1.9665 | 14.217 | 12.9565 | 2.1332 | 1.5332 | 12.9565 | 11.1893 | 1.8422 | 1.3241 | 11.1893 | 8.6328 | 1.4213 | 1.0215 | 8.6328 | 6.8046 | 1.1203 | 0.8052 | 6.8046 | 3.3434 | 0.55046 | 0.39563 | 3.3434 | 10.3329 | 1.7012 | 1.2227 | 2.849 | 3.445 | 0.56719 | 0.40765 | 3.445 | 7.2597 | 1.1953 | 0.85905 | -0.88911 | 22.5942 | 3.72 | 2.6736 | -2.9764 | 20.7665 | 3.419 | 2.4573 | -2.6872
CHESTER RD T11 & T12 | STRETFORD | SOUTH MANCHESTER | 381030 | 396165 | 26.0404 | 8.5471 | 6.235 | 10.4169 | 25.9744 | 8.3882 | 6.1191 | 9.6351 | 26.068 | 8.2976 | 6.053 | 9.3796 | 26.2222 | 8.1123 | 5.9178 | 9.0493 | 26.3463 | 7.9828 | 5.8233 | 8.7611 | 26.456 | 7.8641 | 5.7367 | 8.4511 | 26.5721 | 7.777 | 5.6732 | 8.2969 | 26.6987 | 7.6495 | 5.5802 | 8.0675 | 26.8303 | 7.643 | 5.5755 | 7.8268 | 26.9415 | 7.6332 | 5.5683 | 7.6289 | 27.4139 | 7.4406 | 5.4278 | 6.5593 | 27.0599 | 7.6108 | 5.552 | 7.4297 | 28.0892 | 7.214 | 5.2625 | 4.5851 | 28.632 | 7.3762 | 5.3809 | 2.7807 | 29.1911 | 7.245 | 5.2851 | 1.2343 | 26.0357 | 8.5471 | 6.235 | 10.4169 | 25.9901 | 8.5003 | 6.2008 | 10.1972 | 25.9364 | 8.4834 | 6.1885 | 10.3078 | 25.9478 | 8.4369 | 6.1546 | 10.2566 | 25.9239 | 8.401 | 6.1284 | 10.2542 | 25.8684 | 8.3622 | 6.1001 | 10.2632 | 25.8586 | 8.3361 | 6.0811 | 10.3184 | 25.8925 | 8.3002 | 6.0549 | 10.2193 | 25.9676 | 8.2505 | 6.0186 | 10.0408 | 26.0014 | 8.2222 | 5.998 | 9.9523 | 26.1944 | 8.1278 | 5.9291 | 9.5434 | 26.0418 | 8.1982 | 5.9805 | 9.8563 | 26.4809 | 8.1152 | 5.92 | 9.0108 | 26.808 | 8.4613 | 6.1724 | 8.5507 | 27.0906 | 8.5516 | 6.2383 | 8.176 | 26.0404 | 8.5471 | 6.235 | 10.4169 | 25.9753 | 8.4815 | 6.1872 | 10.0936 | 26.0694 | 8.4068 | 6.1327 | 9.9031 | 26.224 | 8.1901 | 5.9746 | 9.5883 | 26.3525 | 8.0908 | 5.9021 | 9.3162 | 26.4646 | 7.9799 | 5.8212 | 9.0308 | 26.5826 | 7.9018 | 5.7643 | 8.897 | 26.7049 | 7.7878 | 5.6811 | 8.6899 | 26.8371 | 7.7532 | 5.6558 | 8.46 | 26.9443 | 7.7539 | 5.6564 | 8.2672 | 27.3643 | 7.6377 | 5.5716 | 7.479 | 27.0542 | 7.7368 | 5.6439 | 8.0698 | 27.8304 | 7.7101 | 5.6244 | 6.7326 | 28.2681 | 8.1862 | 5.9717 | 6.1686 | 28.6206 | 8.345 | 6.0876 | 5.7579 | 26.0423 | 8.5471 | 6.235 | 10.4169 | 25.9672 | 8.3381 | 6.0825 | 9.3645 | 26.0556 | 8.238 | 6.0095 | 9.0997 | 26.2098 | 8.0058 | 5.8401 | 8.7899 | 26.3459 | 7.9128 | 5.7722 | 8.5171 | 26.4861 | 7.7778 | 5.6738 | 8.22 | 26.6427 | 7.6729 | 5.5972 | 8.0811 | 26.8107 | 7.685 | 5.6061 | 7.8695 | 26.9961 | 7.6518 | 5.5819 | 7.6337 | 27.1498 | 7.608 | 5.5499 | 7.4341 | 27.9181 | 7.3198 | 5.3397 | 6.3398 | 27.3203 | 7.5632 | 5.5173 | 7.231 | 28.8993 | 7.0812 | 5.1656 | 4.4363 | 29.4994 | 7.273 | 5.3055 | 2.914 | 29.7253 | 7.2382 | 5.2802 | 1.7592 | 26.0423 | 8.5471 | 6.235 | 10.4169 | 25.964 | 8.3141 | 6.065 | 9.2289 | 26.0483 | 8.2286 | 6.0026 | 8.9602 | 26.205 | 8.0272 | 5.8558 | 8.6625 | 26.363 | 7.912 | 5.7717 | 8.3944 | 26.5261 | 7.8095 | 5.6969 | 8.1019 | 26.7159 | 7.8388 | 5.7183 | 7.9646 | 26.9263 | 7.7973 | 5.688 | 7.7285 | 27.1472 | 7.6963 | 5.6144 | 7.2417 | 27.3575 | 7.6004 | 5.5444 | 6.7826 | 28.2432 | 7.8962 | 5.7602 | 4.9565 | 27.5759 | 7.5387 | 5.4994 | 6.3192 | 29.1762 | 7.2662 | 5.3006 | 3.1389 | 29.59 | 7.0882 | 5.1707 | 1.8226 | 29.6433 | 7.0302 | 5.1284 | 1.8468
CHESTER RD T13 | STRETFORD | SOUTH MANCHESTER | 381040 | 396175 | 18.6149 | 18.6149 | 17.268 | 14.9326 | 18.7075 | 18.7075 | 17.1987 | 14.4459 | 18.7788 | 18.7788 | 17.159 | 14.2206 | 18.8526 | 18.8526 | 17.1089 | 14.0219 | 18.9273 | 18.9273 | 17.0587 | 13.7693 | 19.0053 | 19.0053 | 17.0015 | 13.4403 | 19.0852 | 19.0852 | 16.9425 | 13.1616 | 19.1368 | 19.1368 | 16.8956 | 12.9066 | 19.179 | 19.179 | 16.8735 | 12.7811 | 19.2096 | 19.2096 | 16.8509 | 12.6642 | 19.3178 | 19.3178 | 16.7435 | 12.149 | 19.2388 | 19.2388 | 16.8261 | 12.5518 | 19.4225 | 19.4225 | 16.65 | 11.3183 | 19.4915 | 19.4915 | 16.7164 | 10.6659 | 19.5396 | 19.5396 | 16.7501 | 10.1677 | 18.6172 | 18.6172 | 17.268 | 14.9326 | 18.7102 | 18.7102 | 17.2442 | 14.7745 | 18.7624 | 18.7624 | 17.2209 | 14.6134 | 18.8216 | 18.8216 | 17.1912 | 14.4244 | 18.886 | 18.886 | 17.1441 | 14.1011 | 18.9533 | 18.9533 | 17.0815 | 13.6527 | 19.0009 | 19.0009 | 17.0233 | 13.2391 | 19.057 | 19.057 | 16.9712 | 12.8745 | 19.1036 | 19.1036 | 16.9466 | 12.7452 | 19.1192 | 19.1192 | 16.9307 | 12.6688 | 19.178 | 19.178 | 16.8907 | 12.3798 | 19.1344 | 19.1344 | 16.9241 | 12.5972 | 19.2415 | 19.2415 | 16.8692 | 12.0744 | 19.2883 | 19.2883 | 16.9593 | 11.86 | 19.3256 | 19.3256 | 17.0168 | 11.6711 | 18.6149 | 18.6149 | 17.268 | 14.9326 | 18.7075 | 18.7075 | 17.2306 | 14.6683 | 18.7788 | 18.7788 | 17.1969 | 14.476 | 18.8526 | 18.8526 | 17.1463 | 14.2835 | 18.9273 | 18.9273 | 17.099 | 14.0385 | 19.0053 | 19.0053 | 17.0423 | 13.7207 | 19.0852 | 19.0852 | 16.9872 | 13.4511 | 19.1368 | 19.1368 | 16.9362 | 13.2086 | 19.179 | 19.179 | 16.9147 | 13.0881 | 19.2096 | 19.2096 | 16.8956 | 12.9733 | 19.3178 | 19.3178 | 16.802 | 12.554 | 19.2388 | 19.2388 | 16.8705 | 12.8606 | 19.4225 | 19.4225 | 16.7778 | 12.1529 | 19.4915 | 19.4915 | 16.918 | 11.8927 | 19.5396 | 19.5396 | 17.0096 | 11.7206 | 18.6148 | 18.6148 | 17.268 | 14.9326 | 18.7162 | 18.7162 | 17.1739 | 14.2696 | 18.7954 | 18.7954 | 17.1304 | 14.028 | 18.8813 | 18.8813 | 17.0795 | 13.8312 | 18.9711 | 18.9711 | 17.0219 | 13.5785 | 19.0623 | 19.0623 | 16.9337 | 13.2519 | 19.1131 | 19.1131 | 16.9074 | 12.9804 | 19.1567 | 19.1567 | 16.8627 | 12.7341 | 19.2071 | 19.2071 | 16.8284 | 12.6057 | 19.2426 | 19.2426 | 16.8013 | 12.4866 | 19.3696 | 19.3696 | 16.6865 | 11.9849 | 19.275 | 19.275 | 16.7811 | 12.3751 | 19.4826 | 19.4826 | 16.6024 | 11.2132 | 19.5382 | 19.5382 | 16.6736 | 10.6332 | 19.5731 | 19.5731 | 16.7169 | 10.2089 | 18.6148 | 18.6148 | 17.268 | 14.9326 | 18.713 | 18.713 | 17.1629 | 14.1842 | 18.7895 | 18.7895 | 17.1222 | 13.9375 | 18.8713 | 18.8713 | 17.0681 | 13.7486 | 18.9565 | 18.9565 | 17.0045 | 13.5043 | 19.0424 | 19.0424 | 16.9444 | 13.187 | 19.086 | 19.086 | 16.8972 | 12.921 | 19.1255 | 19.1255 | 16.8424 | 12.6684 | 19.1792 | 19.1792 | 16.8015 | 12.4572 | 19.2231 | 19.2231 | 16.7387 | 12.2491 | 19.3457 | 19.3457 | 16.7364 | 11.4865 | 19.2625 | 19.2625 | 16.7237 | 12.0461 | 19.4442 | 19.4442 | 16.5653 | 10.7416 | 19.4939 | 19.4939 | 16.6575 | 10.2696 | 19.5157 | 19.5157 | 16.6332 | 10.1942
CHORLEY SOUTH | WRIGHTINGTON | PENWORTHAM WEST / STANAH | 358658 | 417041 | 24.6734 | 14.4046 | 10.3529 | 7.3112 | 24.9251 | 13.9885 | 10.0538 | 4.839 | 25.0743 | 13.2504 | 9.5234 | 3.8888 | 25.2595 | 12.5808 | 9.0421 | 3.3284 | 25.4561 | 11.7498 | 8.4448 | 2.6273 | 25.6739 | 11.1547 | 8.0171 | 1.9604 | 25.9096 | 10.4721 | 7.5265 | 1.2265 | 26.1412 | 10.2483 | 7.3657 | 0.59107 | 26.3946 | 10.0009 | 7.1878 | -0.091996 | 26.5755 | 9.7803 | 7.0293 | -0.72123 | 27.2019 | 8.7692 | 6.3026 | -4.1254 | 26.7447 | 9.5774 | 6.8835 | -1.2831 | 27.8024 | 7.026 | 5.0497 | -10.9295 | 28.1666 | 7.0931 | 5.0979 | -16.1329 | 28.4314 | 7.2378 | 5.202 | -20.1018 | 24.66 | 14.4046 | 10.3529 | 7.3112 | 24.9321 | 14.193 | 10.2008 | 5.9638 | 25.0169 | 13.5957 | 9.7715 | 5.5261 | 25.1362 | 13.002 | 9.3448 | 5.1387 | 25.2593 | 12.3145 | 8.8507 | 4.6084 | 25.3898 | 11.7636 | 8.4547 | 4.1267 | 25.5462 | 11.1588 | 8.02 | 3.4972 | 25.7097 | 10.9709 | 7.885 | 2.7828 | 25.8916 | 10.7507 | 7.7267 | 1.9939 | 25.9909 | 10.6118 | 7.6269 | 1.4544 | 26.3624 | 10.2528 | 7.3689 | -0.56046 | 26.0859 | 10.5475 | 7.5807 | 0.94462 | 26.7396 | 9.6918 | 6.9657 | -2.5913 | 27.0047 | 10.1555 | 7.299 | -3.8426 | 27.2249 | 10.6608 | 7.6621 | -4.8647 | 24.6734 | 14.4046 | 10.3529 | 7.3112 | 24.9253 | 14.1581 | 10.1757 | 5.8826 | 25.0746 | 13.5302 | 9.7244 | 5.2119 | 25.2599 | 12.851 | 9.2363 | 4.6983 | 25.4572 | 12.1463 | 8.7298 | 4.0877 | 25.6754 | 11.4655 | 8.2405 | 3.5573 | 25.9114 | 10.813 | 7.7715 | 2.9884 | 26.1423 | 10.6055 | 7.6223 | 2.4722 | 26.3957 | 10.382 | 7.4617 | 1.8362 | 26.5759 | 10.1467 | 7.2927 | 1.2023 | 27.1928 | 9.326 | 6.7027 | -1.1457 | 26.7437 | 9.9408 | 7.1447 | 0.60164 | 27.7548 | 8.4491 | 6.0726 | -3.4137 | 28.0998 | 9.2517 | 6.6494 | -4.7246 | 28.3266 | 10.0277 | 7.2071 | -5.5432 | 24.6791 | 14.4046 | 10.3529 | 7.3112 | 24.9337 | 13.879 | 9.9751 | 4.3455 | 25.1006 | 13.1529 | 9.4532 | 3.3354 | 25.3194 | 12.4809 | 8.9703 | 2.8097 | 25.5689 | 11.6916 | 8.403 | 2.1494 | 25.8288 | 10.9269 | 7.8534 | 1.5638 | 26.0911 | 10.1087 | 7.2653 | 0.94733 | 26.3697 | 9.8288 | 7.0642 | 0.4576 | 26.7062 | 9.5509 | 6.8644 | -0.10656 | 26.943 | 9.2412 | 6.6418 | -0.65466 | 27.7748 | 8.114 | 5.8317 | -3.7954 | 27.1545 | 8.8855 | 6.3862 | -1.1292 | 28.6769 | 6.302 | 4.5294 | -10.3109 | 29.2149 | 6.1212 | 4.3994 | -15.2749 | 29.5659 | 6.2606 | 4.4996 | -19.0119 | 24.6791 | 14.4046 | 10.3529 | 7.3112 | 24.9098 | 13.8595 | 9.9611 | 4.1374 | 25.0498 | 13.6624 | 9.8194 | 3.1226 | 25.2424 | 13.5182 | 9.7158 | 2.6504 | 25.4679 | 13.2702 | 9.5375 | 2.0519 | 25.6886 | 12.9264 | 9.2905 | 1.5515 | 25.9242 | 12.7225 | 9.1439 | 1.0211 | 26.1862 | 12.4314 | 8.9347 | 0.44882 | 26.5462 | 11.9805 | 8.6106 | -1.009 | 26.836 | 11.5297 | 8.2867 | -2.5165 | 27.8341 | 9.8665 | 7.0913 | -8.3106 | 27.1111 | 11.1313 | 8.0003 | -3.9859 | 28.6929 | 8.1659 | 5.869 | -14.2393 | 29.1187 | 7.2351 | 5.2 | -17.7566 | 29.245 | 6.918 | 4.9721 | -17.8205
CHORLTON | WEST DIDSBURY | SOUTH MANCHESTER | 381411 | 393754 | 19.6391 | 19.6391 | 18.1886 | 10.9421 | 19.7372 | 19.7372 | 18.1059 | 10.4382 | 19.8077 | 19.8077 | 18.0737 | 10.2797 | 19.8725 | 19.8725 | 18.011 | 10.0199 | 19.9431 | 19.9431 | 17.9602 | 9.7687 | 20.0229 | 20.0229 | 17.8972 | 9.4735 | 20.1133 | 20.1133 | 17.8455 | 9.2565 | 20.2137 | 20.2137 | 17.7911 | 9.024 | 20.326 | 20.326 | 17.7406 | 8.7967 | 20.3991 | 20.3991 | 17.6815 | 8.5458 | 20.6377 | 20.6377 | 17.4005 | 7.274 | 20.4667 | 20.4667 | 17.6282 | 8.3662 | 20.8302 | 20.8302 | 16.9007 | 4.3984 | 20.9209 | 20.9209 | 16.5905 | 2.2735 | 20.954 | 20.954 | 16.3274 | 0.85828 | 19.6247 | 19.6247 | 18.1886 | 10.9421 | 19.7207 | 19.7207 | 18.1238 | 10.489 | 19.7371 | 19.7371 | 18.1217 | 10.5249 | 19.7678 | 19.7678 | 18.0998 | 10.4131 | 19.8011 | 19.8011 | 18.0736 | 10.2969 | 19.8374 | 19.8374 | 18.0426 | 10.1449 | 19.8893 | 19.8893 | 18.0131 | 10.0062 | 19.9587 | 19.9587 | 17.9732 | 9.7562 | 20.0359 | 20.0359 | 17.9287 | 9.493 | 20.0711 | 20.0711 | 17.899 | 9.3166 | 20.1772 | 20.1772 | 17.8086 | 8.8205 | 20.1024 | 20.1024 | 17.8775 | 9.1854 | 20.2741 | 20.2741 | 17.71 | 8.4272 | 20.3337 | 20.3337 | 17.6384 | 8.2928 | 20.3694 | 20.3694 | 17.5542 | 8.2928 | 19.6391 | 19.6391 | 18.1886 | 10.9421 | 19.7372 | 19.7372 | 18.1216 | 10.5133 | 19.8077 | 19.8077 | 18.0949 | 10.3853 | 19.8725 | 19.8725 | 18.0338 | 10.1638 | 19.9431 | 19.9431 | 17.9939 | 9.971 | 20.0229 | 20.0229 | 17.9415 | 9.758 | 20.1133 | 20.1133 | 17.8984 | 9.633 | 20.2137 | 20.2137 | 17.8562 | 9.4765 | 20.326 | 20.326 | 17.8128 | 9.3082 | 20.3991 | 20.3991 | 17.7574 | 9.0938 | 20.6377 | 20.6377 | 17.5562 | 8.4558 | 20.4667 | 20.4667 | 17.7057 | 8.9261 | 20.8302 | 20.8302 | 17.3461 | 7.9391 | 20.9209 | 20.9209 | 17.3007 | 7.743 | 20.954 | 20.954 | 17.2247 | 7.758 | 19.6451 | 19.6451 | 18.1886 | 10.9421 | 19.7457 | 19.7457 | 18.0989 | 10.4323 | 19.8205 | 19.8205 | 18.0638 | 10.2939 | 19.9027 | 19.9027 | 18.0019 | 10.0443 | 19.9992 | 19.9992 | 17.9332 | 9.8073 | 20.1058 | 20.1058 | 17.8664 | 9.5518 | 20.2234 | 20.2234 | 17.8107 | 9.3968 | 20.3485 | 20.3485 | 17.7467 | 9.243 | 20.506 | 20.506 | 17.6734 | 9.0708 | 20.6103 | 20.6103 | 17.5975 | 8.8531 | 20.9586 | 20.9586 | 17.2947 | 7.7087 | 20.7025 | 20.7025 | 17.546 | 8.7118 | 21.3117 | 21.3117 | 16.804 | 4.9939 | 21.4888 | 21.4888 | 16.4305 | 3.0506 | 21.5846 | 21.5846 | 16.1756 | 1.8286 | 19.6451 | 19.6451 | 18.1886 | 10.9421 | 19.7359 | 19.7359 | 18.1036 | 10.4484 | 19.7946 | 19.7946 | 18.0764 | 10.3425 | 19.8632 | 19.8632 | 18.0122 | 10.1207 | 19.9459 | 19.9459 | 17.9492 | 9.9135 | 20.0387 | 20.0387 | 17.8823 | 9.6927 | 20.1428 | 20.1428 | 17.8227 | 9.5697 | 20.259 | 20.259 | 17.7415 | 9.3774 | 20.4317 | 20.4317 | 17.6205 | 8.7315 | 20.5624 | 20.5624 | 17.4916 | 8.0099 | 20.9892 | 20.9892 | 17.0363 | 5.453 | 20.6835 | 20.6835 | 17.3631 | 7.3493 | 21.3271 | 21.3271 | 16.5417 | 2.9687 | 21.461 | 21.461 | 16.2842 | 1.715 | 21.4554 | 21.4554 | 16.2696 | 2.301
CHURCH | HUNCOAT | PADIHAM | 374687 | 428919 | 18.3786 | 18.3786 | 18.3786 | 11.9448 | 18.4687 | 18.4687 | 18.4687 | 11.5519 | 18.5166 | 18.5166 | 18.5166 | 11.4412 | 18.5694 | 18.5694 | 18.5694 | 11.3057 | 18.6191 | 18.6191 | 18.6191 | 11.1744 | 18.6722 | 18.6722 | 18.6722 | 11.0366 | 18.7355 | 18.7355 | 18.7355 | 10.8892 | 18.8088 | 18.8088 | 18.8088 | 10.7513 | 18.891 | 18.891 | 18.8324 | 10.6136 | 18.9608 | 18.9608 | 18.7909 | 10.478 | 19.267 | 19.267 | 18.5722 | 9.4204 | 19.0341 | 19.0341 | 18.7581 | 10.3554 | 19.6489 | 19.6489 | 18.228 | 6.6531 | 19.9372 | 19.9372 | 18.0303 | 4.439 | 20.198 | 20.198 | 17.8023 | 2.9438 | 18.3755 | 18.3755 | 18.3755 | 11.9448 | 18.4747 | 18.4747 | 18.4747 | 11.524 | 18.4893 | 18.4893 | 18.4893 | 11.4944 | 18.5192 | 18.5192 | 18.5192 | 11.4158 | 18.5486 | 18.5486 | 18.5486 | 11.3395 | 18.5793 | 18.5793 | 18.5793 | 11.2625 | 18.6244 | 18.6244 | 18.6244 | 11.1464 | 18.6886 | 18.6886 | 18.6886 | 10.9864 | 18.7664 | 18.7664 | 18.7664 | 10.8067 | 18.8211 | 18.8211 | 18.8211 | 10.7012 | 19.0145 | 19.0145 | 18.894 | 10.3085 | 18.8627 | 18.8627 | 18.8627 | 10.5995 | 19.2658 | 19.2658 | 18.8406 | 9.884 | 19.473 | 19.473 | 18.8372 | 9.6037 | 19.6286 | 19.6286 | 18.7946 | 9.3886 | 18.3786 | 18.3786 | 18.3786 | 11.9448 | 18.4729 | 18.4729 | 18.4729 | 11.5647 | 18.5206 | 18.5206 | 18.5206 | 11.469 | 18.5731 | 18.5731 | 18.5731 | 11.3486 | 18.6237 | 18.6237 | 18.6237 | 11.2383 | 18.6776 | 18.6776 | 18.6776 | 11.1338 | 18.7381 | 18.7381 | 18.7381 | 11.0282 | 18.8071 | 18.8071 | 18.8071 | 10.9205 | 18.8869 | 18.8869 | 18.8677 | 10.7946 | 18.9526 | 18.9526 | 18.8258 | 10.6612 | 19.2346 | 19.2346 | 18.6787 | 10.1655 | 19.0203 | 19.0203 | 18.7912 | 10.5337 | 19.5089 | 19.5089 | 18.6446 | 9.6412 | 19.722 | 19.722 | 18.7161 | 9.3034 | 19.8842 | 19.8842 | 18.6952 | 9.1057 | 18.3799 | 18.3799 | 18.3799 | 11.9448 | 18.4762 | 18.4762 | 18.4762 | 11.5659 | 18.5261 | 18.5261 | 18.5261 | 11.4706 | 18.5867 | 18.5867 | 18.5867 | 11.3483 | 18.652 | 18.652 | 18.652 | 11.2321 | 18.7323 | 18.7323 | 18.7323 | 11.114 | 18.8255 | 18.8255 | 18.8255 | 10.9953 | 18.9297 | 18.9297 | 18.7608 | 10.8913 | 19.0538 | 19.0538 | 18.7554 | 10.7792 | 19.157 | 19.157 | 18.7179 | 10.6583 | 19.6359 | 19.6359 | 18.4832 | 9.601 | 19.2607 | 19.2607 | 18.6793 | 10.5483 | 20.3161 | 20.3161 | 18.0999 | 6.825 | 20.7857 | 20.7857 | 17.871 | 4.591 | 21.0279 | 21.0279 | 17.6554 | 3.2063 | 18.3799 | 18.3799 | 18.3799 | 11.9448 | 18.4706 | 18.4706 | 18.4706 | 11.5945 | 18.5092 | 18.5092 | 18.5092 | 11.5309 | 18.5638 | 18.5638 | 18.5638 | 11.4368 | 18.6339 | 18.6339 | 18.6339 | 11.3452 | 18.7226 | 18.7226 | 18.7226 | 11.25 | 18.8319 | 18.8319 | 18.8319 | 11.1484 | 18.9624 | 18.9624 | 18.8811 | 10.9609 | 19.1161 | 19.1161 | 18.8164 | 10.3703 | 19.2592 | 19.2592 | 18.7224 | 9.7603 | 19.824 | 19.824 | 18.5083 | 7.4206 | 19.4033 | 19.4033 | 18.6337 | 9.16 | 20.4509 | 20.4509 | 18.0025 | 4.8719 | 20.8067 | 20.8067 | 17.7177 | 3.3875 | 20.9096 | 20.9096 | 17.7059 | 3.693
CLARENDON RD | BLACKBURN | PENWORTHAM EAST / ROCHDALE | 369051 | 429883 | 26.0537 | 13.7402 | 10.0233 | 15.3759 | 26.2086 | 13.3792 | 9.7599 | 13.4477 | 26.2937 | 10.4799 | 7.645 | 12.602 | 26.411 | 7.6545 | 5.5838 | 12.4782 | 26.5321 | 4.7806 | 3.4874 | 11.9539 | 26.6662 | 4.5297 | 3.3043 | 11.6634 | 26.0263 | 4.2217 | 3.0797 | 11.4432 | 25.8613 | 4.195 | 3.0602 | 11.0512 | 25.5928 | 4.1514 | 3.0284 | 10.6604 | 25.335 | 4.1096 | 2.9979 | 10.3165 | 24.7 | 4.0066 | 2.9227 | 8.356 | 25.6092 | 4.1541 | 3.0303 | 10.1436 | 28.1094 | 5.1056 | 3.7245 | 3.3694 | 28.3256 | 8.1666 | 5.9574 | -0.79153 | 28.4634 | 8.2481 | 6.0169 | -3.5156 | 26.0472 | 13.7402 | 10.0233 | 15.3759 | 26.2171 | 13.6079 | 9.9268 | 14.6007 | 26.2421 | 11.8996 | 8.6806 | 14.2694 | 26.2973 | 10.2309 | 7.4633 | 14.3249 | 26.351 | 8.4898 | 6.1932 | 14.0192 | 26.4075 | 6.7914 | 4.9542 | 13.939 | 26.4918 | 5.096 | 3.7175 | 13.8231 | 26.6069 | 4.9741 | 3.6285 | 13.4145 | 26.7309 | 4.8373 | 3.5288 | 12.9563 | 26.7786 | 4.7338 | 3.4533 | 12.7018 | 26.9578 | 4.5815 | 3.3422 | 11.7866 | 26.8243 | 4.7064 | 3.4333 | 12.5164 | 27.1374 | 6.1885 | 4.5144 | 10.9533 | 27.2731 | 8.704 | 6.3494 | 10.372 | 27.3714 | 8.736 | 6.3728 | 10.1584 | 26.0537 | 13.7402 | 10.0233 | 15.3759 | 26.2087 | 13.5656 | 9.8959 | 14.4406 | 26.294 | 11.7564 | 8.5761 | 13.8347 | 26.4113 | 9.9831 | 7.2825 | 13.726 | 26.5331 | 8.1263 | 5.928 | 13.2734 | 26.6676 | 6.3291 | 4.617 | 13.0734 | 26.8193 | 4.5127 | 3.292 | 12.9522 | 26.9871 | 4.507 | 3.2878 | 12.6496 | 27.1763 | 4.4719 | 3.2622 | 12.2913 | 27.2911 | 4.4269 | 3.2293 | 11.947 | 27.5474 | 4.4685 | 3.2597 | 10.9014 | 27.4157 | 4.4617 | 3.2547 | 11.7414 | 28.0691 | 6.5167 | 4.7538 | 9.8732 | 28.269 | 10.1156 | 7.3792 | 9.2044 | 28.3747 | 10.7132 | 7.8151 | 9.1069 | 26.0564 | 13.7402 | 10.0233 | 15.3759 | 26.2124 | 13.2576 | 9.6712 | 12.9169 | 26.3076 | 11.3665 | 8.2917 | 11.9954 | 26.4479 | 9.566 | 6.9783 | 11.9181 | 26.6059 | 7.7053 | 5.6209 | 11.4317 | 26.7825 | 5.9835 | 4.3649 | 11.2154 | 26.1252 | 4.2378 | 3.0914 | 11.1017 | 24.3172 | 3.9445 | 2.8775 | 10.832 | 22.8248 | 3.7024 | 2.7009 | 10.5441 | 22.7897 | 3.6967 | 2.6967 | 10.2695 | 20.1946 | 3.2758 | 2.3896 | 8.5454 | 22.4882 | 3.6478 | 2.661 | 10.1094 | 27.1738 | 4.4079 | 3.2155 | 3.8924 | 29.2284 | 7.2053 | 5.2562 | -0.021264 | 29.4318 | 7.3486 | 5.3607 | -2.4819 | 26.0564 | 13.7402 | 10.0233 | 15.3759 | 26.1947 | 13.2248 | 9.6473 | 12.6795 | 26.2697 | 12.8982 | 9.409 | 11.7435 | 26.3918 | 12.63 | 9.2134 | 11.7011 | 26.5341 | 12.2085 | 8.9059 | 11.2497 | 26.6947 | 12.2969 | 8.9704 | 11.0901 | 26.8613 | 12.2826 | 8.96 | 11.0317 | 27.0503 | 12.1648 | 8.874 | 10.6673 | 27.3261 | 11.9006 | 8.6813 | 9.5798 | 27.5412 | 11.5515 | 8.4266 | 8.4633 | 28.2817 | 10.3498 | 7.5501 | 4.4607 | 27.7455 | 11.0875 | 8.0882 | 7.5225 | 28.9108 | 8.8906 | 6.4856 | 0.20526 | 29.1918 | 8.0089 | 5.8424 | -2.5429 | 29.2192 | 7.8404 | 5.7194 | -1.8704
CLAUGHTON | LANCASTER | HEYSHAM | 355872 | 466268 | 8.2625 | 8.2625 | 8.2625 | 4.0251 | 8.2983 | 8.2983 | 8.2983 | 3.9426 | 8.3205 | 8.3205 | 8.3205 | 3.8542 | 8.3453 | 8.3453 | 8.3453 | 3.7115 | 8.3701 | 8.3701 | 8.3701 | 3.5975 | 8.397 | 8.397 | 8.397 | 3.4563 | 8.427 | 8.427 | 8.427 | 3.2595 | 8.4596 | 8.4596 | 8.4596 | 3.1105 | 8.4994 | 8.4994 | 8.4994 | 2.9782 | 8.6091 | 8.6091 | 8.6091 | 2.7704 | 8.7137 | 8.7137 | 8.7137 | 2.1837 | 8.6344 | 8.6344 | 8.6344 | 2.6361 | 8.8378 | 8.8378 | 8.8378 | 0.97483 | 8.9158 | 8.9158 | 8.9158 | 0.33608 | 8.9767 | 8.9767 | 8.9767 | -0.18337 | 8.2589 | 8.2589 | 8.2589 | 4.0251 | 8.3016 | 8.3016 | 8.3016 | 3.9441 | 8.3108 | 8.3108 | 8.3108 | 3.9568 | 8.3279 | 8.3279 | 8.3279 | 3.9293 | 8.3454 | 8.3454 | 8.3454 | 3.9081 | 8.3639 | 8.3639 | 8.3639 | 3.916 | 8.3894 | 8.3894 | 8.3894 | 3.865 | 8.4227 | 8.4227 | 8.4227 | 3.773 | 8.4592 | 8.4592 | 8.4592 | 3.6366 | 8.4699 | 8.4699 | 8.4699 | 3.6191 | 8.5167 | 8.5167 | 8.5167 | 3.5138 | 8.4804 | 8.4804 | 8.4804 | 3.5967 | 8.5757 | 8.5757 | 8.5757 | 3.2138 | 8.633 | 8.633 | 8.633 | 2.8797 | 8.6814 | 8.6814 | 8.6814 | 2.853 | 8.2625 | 8.2625 | 8.2625 | 4.0251 | 8.2984 | 8.2984 | 8.2984 | 3.958 | 8.3206 | 8.3206 | 8.3206 | 3.8827 | 8.3455 | 8.3455 | 8.3455 | 3.7789 | 8.3708 | 8.3708 | 8.3708 | 3.6828 | 8.3979 | 8.3979 | 8.3979 | 3.6135 | 8.4281 | 8.4281 | 8.4281 | 3.5083 | 8.4602 | 8.4602 | 8.4602 | 3.4209 | 8.5002 | 8.5002 | 8.5002 | 3.3227 | 8.6093 | 8.6093 | 8.6093 | 3.1074 | 8.7082 | 8.7082 | 8.7082 | 2.6337 | 8.6338 | 8.6338 | 8.6338 | 2.9536 | 8.809 | 8.809 | 8.809 | 2.1168 | 8.8754 | 8.8754 | 8.8754 | 1.9344 | 8.9133 | 8.9133 | 8.9133 | 1.9881 | 8.2634 | 8.2634 | 8.2634 | 4.0251 | 8.2994 | 8.2994 | 8.2994 | 3.9491 | 8.3222 | 8.3222 | 8.3222 | 3.8671 | 8.3506 | 8.3506 | 8.3506 | 3.7312 | 8.3824 | 8.3824 | 8.3824 | 3.6189 | 8.4196 | 8.4196 | 8.4196 | 3.4848 | 8.4616 | 8.4616 | 8.4616 | 3.2875 | 8.5058 | 8.5058 | 8.5058 | 3.1511 | 8.6318 | 8.6318 | 8.6318 | 2.9448 | 8.6673 | 8.6673 | 8.6673 | 2.8227 | 8.8259 | 8.8259 | 8.8259 | 2.2455 | 8.7016 | 8.7016 | 8.7016 | 2.6915 | 9.0206 | 9.0206 | 9.0206 | 1.0748 | 9.1296 | 9.1296 | 9.1296 | 0.48865 | 9.1908 | 9.1908 | 9.1908 | 0.038495 | 8.2634 | 8.2634 | 8.2634 | 4.0251 | 8.2951 | 8.2951 | 8.2951 | 3.9583 | 8.3133 | 8.3133 | 8.3133 | 3.8812 | 8.3384 | 8.3384 | 8.3384 | 3.7281 | 8.4607 | 8.4607 | 8.4607 | 3.5425 | 8.4897 | 8.4897 | 8.4897 | 3.412 | 8.5247 | 8.5247 | 8.5247 | 3.2504 | 8.5635 | 8.5635 | 8.5635 | 3.1231 | 8.6208 | 8.6208 | 8.6208 | 2.8792 | 8.6692 | 8.6692 | 8.6692 | 2.6195 | 8.8629 | 8.8629 | 8.8629 | 1.6399 | 8.7169 | 8.7169 | 8.7169 | 2.3336 | 9.0453 | 9.0453 | 9.0453 | 0.64074 | 9.134 | 9.134 | 9.134 | 0.26531 | 9.1449 | 9.1449 | 9.1449 | 0.41334
BLACKBURN RD CLAYTON | HUNCOAT | PADIHAM | 374632 | 430529 | 25.37 | 12.5662 | 9.1668 | 19.4261 | 25.4509 | 12.2592 | 8.9429 | 18.619 | 25.5097 | 12.0221 | 8.7699 | 18.2533 | 25.5748 | 11.7081 | 8.5409 | 17.9714 | 25.6449 | 11.3962 | 8.3134 | 17.7312 | 25.7282 | 11.256 | 8.2111 | 17.4962 | 25.8286 | 11.1706 | 8.1488 | 17.2507 | 25.949 | 11.0353 | 8.0501 | 17.0404 | 26.1026 | 10.9018 | 7.9527 | 16.8246 | 26.2377 | 10.7881 | 7.8698 | 16.6169 | 26.835 | 10.0717 | 7.3472 | 14.9305 | 26.3798 | 10.6431 | 7.764 | 16.4303 | 27.6362 | 9.1064 | 6.643 | 10.3222 | 28.0725 | 8.6637 | 6.3201 | 6.5288 | 28.4273 | 8.0922 | 5.9031 | 3.9087 | 25.3643 | 12.5662 | 9.1668 | 19.4261 | 25.4482 | 12.4916 | 9.1124 | 19.3178 | 25.4843 | 12.3094 | 8.9795 | 19.3342 | 25.526 | 12.1691 | 8.8772 | 19.2632 | 25.5746 | 11.9674 | 8.73 | 19.2292 | 25.6314 | 11.7826 | 8.5952 | 19.2243 | 25.6961 | 11.5945 | 8.458 | 19.1244 | 25.7728 | 11.5914 | 8.4558 | 18.9365 | 25.858 | 11.5271 | 8.4089 | 18.6837 | 25.9211 | 11.4785 | 8.3734 | 18.5632 | 26.2536 | 11.4058 | 8.3204 | 18.128 | 25.9915 | 11.4601 | 8.36 | 18.4499 | 26.7029 | 11.4684 | 8.3661 | 17.7194 | 27.0892 | 11.6075 | 8.4675 | 17.5224 | 27.409 | 11.4467 | 8.3502 | 17.4526 | 25.37 | 12.5662 | 9.1668 | 19.4261 | 25.4543 | 12.4807 | 9.1045 | 19.2907 | 25.5136 | 12.2399 | 8.9289 | 19.0702 | 25.5792 | 11.9895 | 8.7462 | 18.8213 | 25.6521 | 11.7207 | 8.5501 | 18.6253 | 25.7366 | 11.5159 | 8.4007 | 18.4608 | 25.8331 | 11.3963 | 8.3134 | 18.3018 | 25.947 | 11.2905 | 8.2362 | 18.1564 | 26.0972 | 11.1589 | 8.1403 | 17.9724 | 26.226 | 11.0437 | 8.0562 | 17.7776 | 26.7761 | 10.5565 | 7.7008 | 17.0695 | 26.3593 | 10.9174 | 7.9641 | 17.5905 | 27.3833 | 10.4394 | 7.6154 | 16.4017 | 27.7858 | 10.7681 | 7.8552 | 16.0477 | 28.0016 | 10.8533 | 7.9174 | 15.9578 | 25.3723 | 12.5662 | 9.1668 | 19.4261 | 25.4693 | 12.2375 | 8.9271 | 18.3367 | 25.5484 | 11.8966 | 8.6784 | 17.9484 | 25.6462 | 11.6811 | 8.5212 | 17.6997 | 25.7722 | 11.3526 | 8.2816 | 17.4928 | 25.9429 | 11.0963 | 8.0946 | 17.3007 | 26.1436 | 10.862 | 7.9237 | 17.1222 | 26.3539 | 10.6399 | 7.7617 | 16.9906 | 26.6054 | 10.4389 | 7.6151 | 16.8353 | 26.8265 | 10.2519 | 7.4786 | 16.6506 | 27.7577 | 9.604 | 7.006 | 15.0106 | 27.0513 | 10.1264 | 7.3871 | 16.484 | 28.8877 | 8.6156 | 6.2849 | 10.462 | 29.6224 | 8.2535 | 6.0208 | 6.7694 | 29.9998 | 7.6975 | 5.6152 | 4.4476 | 25.3723 | 12.5662 | 9.1668 | 19.4261 | 25.4681 | 12.2269 | 8.9194 | 18.191 | 25.5497 | 12.1198 | 8.8412 | 17.7816 | 25.6605 | 11.923 | 8.6976 | 17.5307 | 25.8132 | 11.6898 | 8.5276 | 17.3172 | 26.0094 | 11.4815 | 8.3756 | 17.1274 | 26.2471 | 11.2878 | 8.2343 | 16.9457 | 26.5944 | 11.0646 | 8.0714 | 16.6685 | 27.036 | 10.6788 | 7.7901 | 15.6787 | 27.2705 | 10.3648 | 7.561 | 14.6424 | 28.1966 | 9.9135 | 7.2318 | 10.7361 | 27.5057 | 10.1048 | 7.3713 | 13.6299 | 29.1995 | 8.4928 | 6.1954 | 6.4932 | 29.7612 | 7.742 | 5.6477 | 4.0099 | 29.9202 | 7.6867 | 5.6073 | 4.638
CLEVELEYS | BISPHAM | PENWORTHAM WEST / STANAH | 332286 | 443104 | 24.0906 | 13.3977 | 9.7734 | 9.125 | 24.2449 | 12.9773 | 9.4668 | 8.5305 | 24.3524 | 12.6022 | 9.1931 | 8.1563 | 24.4942 | 12.3241 | 8.9903 | 7.9678 | 24.6489 | 12.3337 | 8.9973 | 7.6065 | 24.8211 | 12.2775 | 8.9562 | 7.2936 | 25.0066 | 12.1908 | 8.893 | 6.978 | 25.2135 | 12.0695 | 8.8045 | 6.6376 | 25.4451 | 11.9893 | 8.746 | 6.3257 | 25.5879 | 11.8832 | 8.6687 | 6.031 | 26.0274 | 11.3071 | 8.2484 | 3.9325 | 25.7206 | 11.7841 | 8.5964 | 5.7577 | 26.3605 | 10.3126 | 7.5229 | -1.472 | 26.5177 | 10.0293 | 7.3162 | -5.7681 | 26.5591 | 9.3202 | 6.799 | -8.8469 | 24.0778 | 13.3977 | 9.7734 | 9.125 | 24.2352 | 13.1206 | 9.5713 | 8.4707 | 24.2614 | 12.9607 | 9.4547 | 8.2735 | 24.3144 | 12.7909 | 9.3308 | 8.2206 | 24.3674 | 12.5665 | 9.1671 | 7.9816 | 24.4234 | 12.3499 | 9.0091 | 7.811 | 24.507 | 12.2028 | 8.9017 | 7.5528 | 24.6211 | 12.0435 | 8.7855 | 7.1347 | 24.751 | 12.0455 | 8.787 | 6.7024 | 24.8044 | 12.0645 | 8.8009 | 6.518 | 24.9906 | 11.9973 | 8.7518 | 5.7878 | 24.8538 | 12.0692 | 8.8043 | 6.3251 | 25.1737 | 11.9327 | 8.7048 | 5.0399 | 25.2884 | 12.209 | 8.9063 | 4.6899 | 25.3569 | 12.3967 | 9.0432 | 4.535 | 24.0906 | 13.3977 | 9.7734 | 9.125 | 24.2449 | 13.0819 | 9.543 | 8.5513 | 24.3524 | 12.7694 | 9.3151 | 8.1989 | 24.4942 | 12.4661 | 9.0939 | 8.0469 | 24.6489 | 12.4574 | 9.0875 | 7.7527 | 24.8211 | 12.3443 | 9.005 | 7.5575 | 25.0066 | 12.28 | 8.9581 | 7.3739 | 25.2135 | 12.1884 | 8.8912 | 7.1388 | 25.4451 | 12.1107 | 8.8346 | 6.877 | 25.5879 | 12.0103 | 8.7614 | 6.6061 | 26.0274 | 11.6488 | 8.4976 | 5.6373 | 25.7206 | 11.9096 | 8.6879 | 6.336 | 26.3605 | 11.4925 | 8.3836 | 4.7796 | 26.5177 | 12.0347 | 8.7792 | 4.4097 | 26.5591 | 11.903 | 8.6831 | 4.423 | 24.096 | 13.3977 | 9.7734 | 9.125 | 24.2518 | 13.0088 | 9.4897 | 8.5657 | 24.376 | 12.6552 | 9.2318 | 8.2312 | 24.5554 | 12.5351 | 9.1442 | 8.0709 | 24.7514 | 12.4553 | 9.0859 | 7.7482 | 24.9636 | 12.2588 | 8.9427 | 7.5055 | 25.1996 | 12.1133 | 8.8365 | 7.2911 | 25.4535 | 12.0031 | 8.7561 | 7.0781 | 25.7713 | 11.8637 | 8.6544 | 6.8719 | 25.9572 | 11.7162 | 8.5468 | 6.67 | 26.5605 | 11.0094 | 8.0312 | 4.8317 | 26.1097 | 11.5808 | 8.448 | 6.4763 | 27.1156 | 9.9276 | 7.2421 | -0.27637 | 27.3845 | 9.5929 | 6.9979 | -4.3407 | 27.5139 | 8.9015 | 6.4935 | -7.2331 | 24.096 | 13.3977 | 9.7734 | 9.125 | 24.2351 | 13.0303 | 9.5054 | 8.6232 | 24.3399 | 12.647 | 9.2258 | 8.3463 | 24.4796 | 12.6079 | 9.1973 | 8.2071 | 24.6405 | 12.4731 | 9.099 | 7.918 | 24.822 | 12.2841 | 8.9611 | 7.7362 | 25.0267 | 12.2191 | 8.9137 | 7.5774 | 25.2579 | 12.0968 | 8.8244 | 7.2555 | 25.5886 | 11.8053 | 8.6118 | 6.1536 | 25.8329 | 11.5364 | 8.4156 | 4.9945 | 26.5628 | 11.3998 | 8.316 | 0.54699 | 26.0589 | 11.325 | 8.2614 | 3.8434 | 27.1013 | 9.9858 | 7.2845 | -4.2271 | 27.306 | 9.2068 | 6.7162 | -6.9856 | 27.2589 | 9.1037 | 6.641 | -6.365
CLIFTON JUNCTION | KEARSLEY LOCAL | KEARSLEY | 379289 | 403073 | 22.7061 | 9.9003 | 7.1155 | 10.8583 | 22.7411 | 9.7242 | 6.989 | 10.7858 | 22.8204 | 9.5709 | 6.8788 | 10.555 | 22.9371 | 9.4355 | 6.7815 | 10.3882 | 23.0457 | 9.2937 | 6.6796 | 10.1047 | 23.1581 | 9.0923 | 6.5348 | 9.8873 | 23.2832 | 8.8516 | 6.3618 | 9.6793 | 23.4243 | 8.8597 | 6.3676 | 9.4203 | 23.5778 | 8.8945 | 6.3926 | 9.2326 | 23.6865 | 8.8673 | 6.3731 | 9.0064 | 24.1145 | 8.629 | 6.2019 | 7.9847 | 23.7986 | 8.8447 | 6.3569 | 8.8223 | 24.6569 | 7.8185 | 5.6193 | 5.4183 | 25.0658 | 7.6334 | 5.4863 | 3.3163 | 25.4647 | 7.197 | 5.1726 | 1.6465 | 22.6996 | 9.9003 | 7.1155 | 10.8583 | 22.7404 | 9.8028 | 7.0455 | 10.776 | 22.7283 | 9.7803 | 7.0293 | 10.8085 | 22.7517 | 9.7563 | 7.012 | 10.8741 | 22.7581 | 9.7014 | 6.9726 | 10.8458 | 22.7493 | 9.6679 | 6.9485 | 10.9209 | 22.7675 | 9.6456 | 6.9325 | 10.8768 | 22.8129 | 9.5755 | 6.8821 | 10.6695 | 22.8786 | 9.5013 | 6.8287 | 10.4712 | 22.9246 | 9.4307 | 6.778 | 10.2931 | 23.1455 | 9.1313 | 6.5628 | 9.7164 | 22.9742 | 9.3635 | 6.7297 | 10.1507 | 23.4378 | 8.9116 | 6.4049 | 9.1086 | 23.7405 | 8.9523 | 6.4342 | 8.6982 | 24.0075 | 8.721 | 6.2679 | 8.4017 | 22.7061 | 9.9003 | 7.1155 | 10.8583 | 22.7418 | 9.7859 | 7.0333 | 10.8146 | 22.8215 | 9.6442 | 6.9315 | 10.605 | 22.9385 | 9.4946 | 6.824 | 10.4558 | 23.0506 | 9.3213 | 6.6994 | 10.1974 | 23.165 | 9.149 | 6.5755 | 10.0209 | 23.2916 | 8.9844 | 6.4572 | 9.86 | 23.4292 | 8.8494 | 6.3602 | 9.64 | 23.5828 | 8.9155 | 6.4078 | 9.4738 | 23.6884 | 8.921 | 6.4117 | 9.2591 | 24.0794 | 8.7682 | 6.3019 | 8.5619 | 23.7945 | 8.8881 | 6.3881 | 9.0773 | 24.4738 | 8.3053 | 5.9692 | 7.857 | 24.8084 | 8.5101 | 6.1164 | 7.3517 | 25.0612 | 8.3393 | 5.9936 | 7.1074 | 22.7088 | 9.9003 | 7.1155 | 10.8583 | 22.7413 | 9.6954 | 6.9683 | 10.8017 | 22.8256 | 9.5106 | 6.8355 | 10.5911 | 22.9565 | 9.3176 | 6.6968 | 10.4395 | 23.0942 | 9.0066 | 6.4732 | 10.1674 | 23.2521 | 8.9598 | 6.4396 | 9.9616 | 23.4314 | 8.983 | 6.4563 | 9.7663 | 23.6265 | 8.94 | 6.4254 | 9.5255 | 23.8149 | 8.9052 | 6.4004 | 9.3449 | 23.9587 | 8.8018 | 6.3261 | 9.1183 | 24.6232 | 8.2064 | 5.8981 | 8.0719 | 24.1087 | 8.6971 | 6.2507 | 8.9332 | 25.4094 | 7.826 | 5.6247 | 5.8292 | 25.8711 | 7.3905 | 5.3117 | 3.861 | 26.0608 | 7.0288 | 5.0517 | 2.5087 | 22.7088 | 9.9003 | 7.1155 | 10.8583 | 22.7377 | 9.7036 | 6.9742 | 10.8138 | 22.8174 | 9.4499 | 6.7918 | 10.617 | 22.9497 | 9.138 | 6.5676 | 10.4732 | 23.1044 | 9.1588 | 6.5826 | 10.2054 | 23.28 | 9.1352 | 6.5657 | 10.009 | 23.4858 | 9.0934 | 6.5356 | 9.8185 | 23.7034 | 8.9924 | 6.463 | 9.5483 | 23.9443 | 8.8584 | 6.3667 | 9.0886 | 24.1371 | 8.6299 | 6.2025 | 8.5688 | 24.8699 | 8.3017 | 5.9666 | 6.5398 | 24.3216 | 8.3695 | 6.0153 | 8.042 | 25.6189 | 7.6271 | 5.4818 | 4.152 | 25.9371 | 7.1779 | 5.1589 | 2.7465 | 25.9691 | 7.0975 | 5.1011 | 2.8674
CLOVER HILL | NELSON | PADIHAM | 386638 | 437064 | 29.3015 | 13.5321 | 9.8715 | 19.3826 | 29.4426 | 13.3813 | 9.7615 | 18.8026 | 29.5139 | 13.1599 | 9.5999 | 18.5949 | 29.6063 | 12.9661 | 9.4586 | 18.3588 | 29.7086 | 12.8241 | 9.355 | 18.1352 | 29.8252 | 12.7423 | 9.2953 | 17.8937 | 29.9419 | 12.7061 | 9.2689 | 17.6366 | 30.0542 | 12.6099 | 9.1987 | 17.4207 | 30.1838 | 12.5756 | 9.1737 | 17.1996 | 30.2723 | 12.4703 | 9.0969 | 16.9765 | 30.571 | 11.9135 | 8.6907 | 15.1206 | 30.3548 | 12.3769 | 9.0288 | 16.7892 | 30.8303 | 10.7233 | 7.8225 | 10.0359 | 30.9611 | 9.5706 | 6.9816 | 6.0066 | 31.0233 | 8.7642 | 6.3934 | 3.4599 | 29.2956 | 13.5321 | 9.8715 | 19.3826 | 29.4531 | 13.3968 | 9.7728 | 18.7749 | 29.4966 | 13.2334 | 9.6536 | 18.6971 | 29.5593 | 13.11 | 9.5635 | 18.5588 | 29.6284 | 13.0392 | 9.5119 | 18.4208 | 29.6975 | 12.97 | 9.4614 | 18.2752 | 29.7563 | 12.8787 | 9.3948 | 18.0591 | 29.8363 | 12.7782 | 9.3215 | 17.7818 | 29.9254 | 12.6583 | 9.234 | 17.4734 | 29.9792 | 12.6247 | 9.2095 | 17.2968 | 30.1161 | 12.5513 | 9.156 | 16.7236 | 30.0276 | 12.6081 | 9.1974 | 17.1391 | 30.2407 | 12.4883 | 9.11 | 16.213 | 30.3251 | 12.5195 | 9.1328 | 15.9881 | 30.3796 | 12.3463 | 9.0064 | 15.8894 | 29.3015 | 13.5321 | 9.8715 | 19.3826 | 29.4427 | 13.3964 | 9.7725 | 18.8316 | 29.514 | 13.2535 | 9.6682 | 18.6483 | 29.6064 | 13.0964 | 9.5536 | 18.4415 | 29.7089 | 12.9438 | 9.4423 | 18.2619 | 29.8256 | 12.832 | 9.3608 | 18.0923 | 29.9424 | 12.7478 | 9.2993 | 17.9211 | 30.0545 | 12.6872 | 9.2551 | 17.7655 | 30.1841 | 12.6527 | 9.2299 | 17.57 | 30.2725 | 12.5711 | 9.1704 | 17.352 | 30.5687 | 12.195 | 8.8961 | 16.627 | 30.3545 | 12.4696 | 9.0964 | 17.1543 | 30.8181 | 11.8542 | 8.6475 | 15.8625 | 30.944 | 11.3707 | 8.2948 | 15.5424 | 30.9964 | 11.1205 | 8.1123 | 15.4955 | 29.3039 | 13.5321 | 9.8715 | 19.3826 | 29.4474 | 13.3802 | 9.7607 | 18.8253 | 29.5288 | 13.2248 | 9.6473 | 18.6449 | 29.6432 | 13.0512 | 9.5206 | 18.4307 | 29.7794 | 12.9393 | 9.4391 | 18.2353 | 29.9302 | 12.7982 | 9.3361 | 18.0443 | 30.0654 | 12.4334 | 9.07 | 17.8599 | 30.2086 | 12.3576 | 9.0147 | 17.7326 | 30.3892 | 12.1191 | 8.8407 | 17.5872 | 30.5124 | 11.871 | 8.6597 | 17.4165 | 31.057 | 10.8897 | 7.9439 | 15.6496 | 30.6223 | 11.6023 | 8.4638 | 17.2546 | 31.5723 | 9.793 | 7.1439 | 10.8492 | 31.8728 | 8.8867 | 6.4827 | 6.9743 | 32.0365 | 8.25 | 6.0182 | 4.5612 | 29.3039 | 13.5321 | 9.8715 | 19.3826 | 29.4296 | 13.3968 | 9.7728 | 18.8667 | 29.4906 | 13.3723 | 9.7549 | 18.7304 | 29.5854 | 13.2672 | 9.6783 | 18.5475 | 29.7022 | 13.1717 | 9.6086 | 18.3866 | 29.8365 | 13.0961 | 9.5534 | 18.2398 | 29.9802 | 12.9369 | 9.4373 | 18.0966 | 30.1445 | 12.8064 | 9.3421 | 17.8109 | 30.3899 | 12.5218 | 9.1345 | 16.7168 | 30.5627 | 12.2326 | 8.9235 | 15.5755 | 31.1486 | 10.8123 | 7.8874 | 11.3222 | 30.725 | 11.927 | 8.7006 | 14.4696 | 31.6408 | 9.2874 | 6.775 | 6.8593 | 31.8635 | 8.69 | 6.3392 | 4.3773 | 31.8574 | 8.6746 | 6.328 | 5.2809
COG LANE | HUNCOAT | PADIHAM | 382462 | 432232 | 42.3577 | 11.1681 | 8.147 | 19.2503 | 42.5568 | 10.8238 | 7.8958 | 18.004 | 42.6408 | 10.6135 | 7.7424 | 17.6065 | 42.7661 | 10.4369 | 7.6136 | 17.1866 | 42.8833 | 10.2049 | 7.4443 | 16.7958 | 43.0057 | 10.0325 | 7.3185 | 16.3866 | 43.1435 | 9.8842 | 7.2104 | 15.9404 | 43.3011 | 9.7164 | 7.088 | 15.5571 | 43.4803 | 9.5307 | 6.9525 | 15.1466 | 43.6261 | 9.3715 | 6.8364 | 14.7571 | 44.2336 | 8.3875 | 6.1185 | 11.9002 | 43.7736 | 9.1846 | 6.7 | 14.4221 | 42.4874 | 6.8919 | 5.0275 | 4.2746 | 37.2349 | 6.0399 | 4.406 | -1.8993 | 30.9782 | 5.025 | 3.6656 | -6.3274 | 42.3513 | 11.1681 | 8.147 | 19.2503 | 42.5729 | 10.9836 | 8.0123 | 18.2461 | 42.5721 | 10.8651 | 7.926 | 18.2148 | 42.6159 | 10.7168 | 7.8178 | 18.0489 | 42.6457 | 10.6273 | 7.7525 | 17.8935 | 42.666 | 10.4298 | 7.6084 | 17.7489 | 42.7215 | 10.2422 | 7.4716 | 17.465 | 42.8117 | 10.1738 | 7.4217 | 17.0825 | 42.9339 | 10.1007 | 7.3683 | 16.6069 | 42.9915 | 10.0466 | 7.3288 | 16.3429 | 43.2704 | 9.8826 | 7.2092 | 15.4053 | 43.0517 | 9.9716 | 7.2742 | 16.1025 | 43.6563 | 9.8175 | 7.1618 | 14.4084 | 44.0575 | 9.9965 | 7.2923 | 13.7898 | 44.4132 | 9.6682 | 7.0528 | 13.3531 | 42.3577 | 11.1681 | 8.147 | 19.2503 | 42.5578 | 10.9561 | 7.9923 | 18.3274 | 42.6423 | 10.7753 | 7.8604 | 18.034 | 42.768 | 10.6186 | 7.7461 | 17.6662 | 42.8899 | 10.4144 | 7.5972 | 17.3494 | 43.0147 | 10.2542 | 7.4803 | 17.0648 | 43.1545 | 10.0369 | 7.3218 | 16.7667 | 43.3075 | 9.9321 | 7.2453 | 16.4956 | 43.4874 | 9.7483 | 7.1112 | 16.1359 | 43.629 | 9.5917 | 6.997 | 15.7618 | 44.1793 | 8.919 | 6.5063 | 14.4299 | 43.7677 | 9.4273 | 6.8771 | 15.4168 | 44.7735 | 8.5989 | 6.2728 | 13.0804 | 45.2725 | 8.8288 | 6.4405 | 12.2836 | 45.6508 | 8.5879 | 6.2647 | 11.9083 | 42.3604 | 11.1681 | 8.147 | 19.2503 | 42.5583 | 10.8353 | 7.9042 | 17.9169 | 42.6513 | 10.6685 | 7.7825 | 17.5438 | 42.7949 | 10.4762 | 7.6423 | 17.1698 | 42.9502 | 10.1623 | 7.4132 | 16.8303 | 43.1364 | 9.8727 | 7.202 | 16.4855 | 43.3506 | 9.577 | 6.9863 | 16.1291 | 43.5801 | 9.2908 | 6.7775 | 15.8525 | 43.8578 | 9.0175 | 6.5782 | 15.5245 | 44.0995 | 8.7591 | 6.3896 | 15.1869 | 45.3187 | 7.7801 | 5.6755 | 12.4034 | 44.3474 | 8.5757 | 6.2558 | 14.9 | 38.2031 | 6.1969 | 4.5206 | 4.8893 | 33.061 | 5.3628 | 3.9121 | -1.074 | 27.4435 | 4.4516 | 3.2474 | -5.0703 | 42.3604 | 11.1681 | 8.147 | 19.2503 | 42.5396 | 10.8415 | 7.9087 | 17.9214 | 42.6128 | 10.7931 | 7.8734 | 17.6093 | 42.7458 | 10.6438 | 7.7645 | 17.2865 | 42.9106 | 10.4949 | 7.6559 | 16.9935 | 43.1061 | 10.3411 | 7.5437 | 16.7108 | 43.3417 | 10.0773 | 7.3512 | 16.4055 | 43.6334 | 9.8133 | 7.1587 | 15.9475 | 44.0979 | 9.3316 | 6.8073 | 14.3374 | 44.52 | 8.8097 | 6.4265 | 12.6629 | 46.0036 | 7.961 | 5.8074 | 6.2409 | 44.8999 | 8.3975 | 6.1258 | 11.0223 | 36.3574 | 5.8975 | 4.3022 | -0.72803 | 29.7128 | 4.8197 | 3.5159 | -4.7506 | 28.9426 | 4.6948 | 3.4248 | -3.9335
CONISTON | ULVERSTON | HARKER / HUTTON | 329874 | 497641 | 4.635 | 4.635 | 4.635 | 1.6984 | 4.6656 | 4.6656 | 4.6656 | 1.5786 | 4.6898 | 4.6898 | 4.6898 | 1.4858 | 4.7193 | 4.7193 | 4.7193 | 1.3647 | 4.7513 | 4.7513 | 4.7513 | 1.2763 | 4.7874 | 4.7874 | 4.7874 | 1.1374 | 4.8286 | 4.8286 | 4.8286 | 1.0455 | 4.8745 | 4.8745 | 4.8745 | 0.95117 | 4.9271 | 4.9271 | 4.9271 | 0.82317 | 4.9584 | 4.9584 | 4.9584 | 0.72379 | 5.0648 | 5.0648 | 5.0648 | 0.19071 | 4.9878 | 4.9878 | 4.9878 | 0.62991 | 5.1495 | 5.1495 | 5.1495 | -0.81639 | 5.1824 | 5.1824 | 5.1824 | -1.5379 | 5.1879 | 5.1879 | 5.1879 | -2.0504 | 4.6315 | 4.6315 | 4.6315 | 1.6984 | 4.6728 | 4.6728 | 4.6728 | 1.5928 | 4.6962 | 4.6962 | 4.6962 | 1.5645 | 4.7238 | 4.7238 | 4.7238 | 1.5166 | 4.7453 | 4.7453 | 4.7453 | 1.4908 | 4.7622 | 4.7622 | 4.7622 | 1.4091 | 4.7869 | 4.7869 | 4.7869 | 1.3681 | 4.8199 | 4.8199 | 4.8199 | 1.2296 | 4.8588 | 4.8588 | 4.8588 | 0.99321 | 4.87 | 4.87 | 4.87 | 0.94821 | 4.9119 | 4.9119 | 4.9119 | 0.80091 | 4.8806 | 4.8806 | 4.8806 | 0.91074 | 4.9563 | 4.9563 | 4.9563 | 0.51533 | 4.9838 | 4.9838 | 4.9838 | 0.26419 | 4.9987 | 4.9987 | 4.9987 | 0.11307 | 4.635 | 4.635 | 4.635 | 1.6984 | 4.6656 | 4.6656 | 4.6656 | 1.5982 | 4.6898 | 4.6898 | 4.6898 | 1.5187 | 4.7193 | 4.7193 | 4.7193 | 1.4214 | 4.7513 | 4.7513 | 4.7513 | 1.3611 | 4.7874 | 4.7874 | 4.7874 | 1.2597 | 4.8286 | 4.8286 | 4.8286 | 1.2095 | 4.8745 | 4.8745 | 4.8745 | 1.1462 | 4.9271 | 4.9271 | 4.9271 | 1.0242 | 4.9584 | 4.9584 | 4.9584 | 0.92359 | 5.0648 | 5.0648 | 5.0648 | 0.57698 | 4.9878 | 4.9878 | 4.9878 | 0.82459 | 5.1495 | 5.1495 | 5.1495 | 0.25125 | 5.1824 | 5.1824 | 5.1824 | 0.041561 | 5.1879 | 5.1879 | 5.1879 | 0.034184 | 4.636 | 4.636 | 4.636 | 1.6984 | 4.6666 | 4.6666 | 4.6666 | 1.5786 | 4.693 | 4.693 | 4.693 | 1.4883 | 4.7278 | 4.7278 | 4.7278 | 1.3669 | 4.7682 | 4.7682 | 4.7682 | 1.2763 | 4.8138 | 4.8138 | 4.8138 | 1.1382 | 4.8652 | 4.8652 | 4.8652 | 1.0498 | 4.9209 | 4.9209 | 4.9209 | 0.96226 | 4.9889 | 4.9889 | 4.9889 | 0.83491 | 5.031 | 5.031 | 5.031 | 0.73331 | 5.159 | 5.159 | 5.159 | 0.26374 | 5.0693 | 5.0693 | 5.0693 | 0.63938 | 5.2559 | 5.2559 | 5.2559 | -0.6616 | 5.2919 | 5.2919 | 5.2919 | -1.337 | 5.3057 | 5.3057 | 5.3057 | -1.8044 | 4.636 | 4.636 | 4.636 | 1.6984 | 4.6594 | 4.6594 | 4.6594 | 1.5835 | 4.6782 | 4.6782 | 4.6782 | 1.4977 | 4.7053 | 4.7053 | 4.7053 | 1.3757 | 4.7373 | 4.7373 | 4.7373 | 1.2883 | 4.7738 | 4.7738 | 4.7738 | 1.1613 | 4.8156 | 4.8156 | 4.8156 | 1.0845 | 4.862 | 4.862 | 4.862 | 0.9986 | 4.9244 | 4.9244 | 4.9244 | 0.75454 | 4.9708 | 4.9708 | 4.9708 | 0.52567 | 5.1193 | 5.1193 | 5.1193 | -0.38313 | 5.014 | 5.014 | 5.014 | 0.29168 | 5.212 | 5.212 | 5.212 | -1.2691 | 5.2402 | 5.2402 | 5.2402 | -1.7575 | 5.2356 | 5.2356 | 5.2356 | -1.678
COPSE RD | THORNTON | PENWORTHAM WEST / STANAH | 333013 | 446934 | 22.3318 | 3.8207 | 2.7871 | 12.3199 | 22.8003 | 3.7523 | 2.7372 | 11.7693 | 22.7972 | 3.6979 | 2.6976 | 11.2524 | 23.0073 | 3.732 | 2.7224 | 10.8754 | 22.9357 | 3.7204 | 2.714 | 10.3388 | 22.4644 | 3.6439 | 2.6582 | 9.8602 | 21.8284 | 3.5408 | 2.583 | 9.3701 | 21.2223 | 3.4425 | 2.5112 | 8.866 | 20.4511 | 3.3174 | 2.42 | 8.3613 | 20.0171 | 3.247 | 2.3686 | 7.9726 | 14.7924 | 2.3995 | 1.7504 | 5.1697 | 19.564 | 3.1735 | 2.315 | 7.5931 | 4.4326 | 0.71901 | 0.52451 | -1.8315 | 25.8204 | 4.2168 | 3.0761 | -7.4192 | 25.9626 | 8.07 | 5.887 | -11.4881 | 22.3418 | 3.8207 | 2.7871 | 12.3199 | 22.8392 | 3.721 | 2.7144 | 11.7255 | 22.7286 | 3.6868 | 2.6895 | 11.5342 | 23.0385 | 3.7371 | 2.7261 | 11.4238 | 23.098 | 3.7467 | 2.7332 | 11.1472 | 23.1437 | 3.7541 | 2.7386 | 10.96 | 23.0059 | 3.7318 | 2.7223 | 10.6472 | 22.5572 | 3.659 | 2.6692 | 10.1423 | 22.0065 | 3.5697 | 2.604 | 9.5634 | 21.8607 | 3.546 | 2.5868 | 9.3259 | 20.8046 | 3.3747 | 2.4618 | 8.3363 | 21.3832 | 3.4686 | 2.5303 | 9.0625 | 19.763 | 3.2058 | 2.3386 | 7.3514 | 24.6477 | 7.0697 | 5.1573 | 6.876 | 24.7238 | 10.7647 | 7.8527 | 6.5606 | 22.3318 | 3.8207 | 2.7871 | 12.3199 | 22.8004 | 3.7545 | 2.7389 | 11.8356 | 22.9085 | 3.716 | 2.7108 | 11.3831 | 23.2186 | 3.7663 | 2.7475 | 11.076 | 23.2396 | 3.7697 | 2.7499 | 10.641 | 22.9477 | 3.7223 | 2.7154 | 10.316 | 22.5368 | 3.6557 | 2.6668 | 10.0023 | 22.1423 | 3.5917 | 2.6201 | 9.6372 | 21.3293 | 3.4598 | 2.5239 | 9.2159 | 20.9721 | 3.4019 | 2.4816 | 8.8657 | 17.4785 | 2.8352 | 2.0682 | 7.4711 | 20.5319 | 3.3305 | 2.4295 | 8.4916 | 13.3014 | 2.1576 | 1.574 | 6.1364 | 25.7154 | 6.5068 | 4.7466 | 5.457 | 25.8134 | 11.0944 | 8.0932 | 5.1744 | 22.331 | 3.8207 | 2.7871 | 12.3199 | 22.8396 | 3.7704 | 2.7504 | 11.822 | 22.9532 | 3.7232 | 2.7161 | 11.3596 | 23.3655 | 3.7906 | 2.7652 | 11.0269 | 23.0174 | 3.7336 | 2.7236 | 10.543 | 22.65 | 3.6741 | 2.6802 | 10.1425 | 22.3157 | 3.6198 | 2.6406 | 9.7665 | 21.382 | 3.4684 | 2.5301 | 9.3982 | 18.8665 | 3.0603 | 2.2325 | 9.0049 | 16.8922 | 2.7401 | 1.9989 | 8.689 | 8.9654 | 1.4543 | 1.0609 | 6.1491 | 15.0258 | 2.4373 | 1.778 | 8.3881 | 2.6914 | 0.43658 | 0.31848 | -0.51679 | 21.3151 | 3.4575 | 2.5222 | -5.7878 | 26.9989 | 7.3802 | 5.3837 | -9.5248 | 22.331 | 3.8207 | 2.7871 | 12.3199 | 22.8077 | 3.789 | 2.764 | 11.877 | 23.0258 | 3.7541 | 2.7386 | 11.4636 | 23.2818 | 3.8198 | 2.7865 | 11.162 | 23.2623 | 3.7734 | 2.7526 | 10.718 | 22.4622 | 3.6436 | 2.6579 | 10.3793 | 22.1831 | 3.5983 | 2.6249 | 10.0616 | 21.3325 | 3.4603 | 2.5243 | 9.5798 | 19.5316 | 3.1682 | 2.3112 | 8.047 | 16.4193 | 2.6634 | 1.9429 | 6.5351 | 5.7735 | 0.93653 | 0.68318 | 0.66357 | 13.0928 | 2.1238 | 1.5493 | 5.0121 | 2.6914 | 0.43658 | 0.31848 | -5.5513 | 26.7321 | 7.9347 | 5.7882 | -9.2124 | 26.7323 | 7.758 | 5.6594 | -8.5817
COX GREEN | BOLTON | KEARSLEY | 371893 | 413641 | 23.7651 | 13.7259 | 9.8651 | 10.3002 | 23.9231 | 13.7326 | 9.8699 | 9.9288 | 24.0331 | 13.5639 | 9.7486 | 9.3513 | 24.1729 | 13.485 | 9.6919 | 9.4799 | 24.2883 | 13.2999 | 9.5589 | 9.0154 | 24.4125 | 13.247 | 9.5208 | 8.7752 | 24.5547 | 13.1389 | 9.4432 | 8.5215 | 24.7043 | 13.0045 | 9.3466 | 8.2866 | 24.8721 | 12.8675 | 9.2482 | 7.9517 | 24.9923 | 12.7763 | 9.1826 | 7.7042 | 25.3903 | 12.0456 | 8.6574 | 5.7927 | 25.104 | 12.6601 | 9.099 | 7.4792 | 25.719 | 10.5931 | 7.6135 | 1.2659 | 25.8776 | 10.0388 | 7.2151 | -2.3737 | 25.9271 | 9.5957 | 6.8966 | -4.7543 | 23.7452 | 13.7259 | 9.8651 | 10.3002 | 23.8958 | 13.6974 | 9.8446 | 9.9009 | 23.9106 | 13.5681 | 9.7517 | 9.5271 | 23.9483 | 13.5312 | 9.7252 | 9.7962 | 23.9867 | 13.4109 | 9.6386 | 9.4562 | 24.0275 | 13.4195 | 9.6449 | 9.3537 | 24.0922 | 13.382 | 9.6179 | 9.1655 | 24.1833 | 13.277 | 9.5424 | 8.8615 | 24.2734 | 13.219 | 9.5008 | 8.4464 | 24.3157 | 13.1569 | 9.4561 | 8.2605 | 24.4658 | 13.0069 | 9.3483 | 7.4243 | 24.3547 | 13.0867 | 9.4056 | 8.0727 | 24.6222 | 12.805 | 9.2032 | 6.7239 | 24.7235 | 12.6439 | 9.0874 | 6.2563 | 24.7858 | 12.5541 | 9.0229 | 6.1068 | 23.7651 | 13.7259 | 9.8651 | 10.3002 | 23.9231 | 13.7067 | 9.8513 | 9.953 | 24.0331 | 13.6228 | 9.791 | 9.4046 | 24.1729 | 13.5799 | 9.7601 | 9.573 | 24.2883 | 13.4481 | 9.6654 | 9.1753 | 24.4125 | 13.3453 | 9.5915 | 9.038 | 24.5547 | 13.2512 | 9.5239 | 8.9025 | 24.7043 | 13.1325 | 9.4386 | 8.7559 | 24.8721 | 12.9979 | 9.3418 | 8.4643 | 24.9923 | 12.8839 | 9.2599 | 8.2205 | 25.3903 | 12.3376 | 8.8673 | 7.2257 | 25.104 | 12.7865 | 9.1899 | 7.974 | 25.719 | 11.5925 | 8.3318 | 6.4251 | 25.8776 | 11.6385 | 8.3648 | 5.9694 | 25.9271 | 11.7476 | 8.4432 | 6.0234 | 23.7734 | 13.7259 | 9.8651 | 10.3002 | 23.9343 | 13.748 | 9.881 | 9.959 | 24.0644 | 13.5891 | 9.7668 | 9.4225 | 24.2275 | 13.5466 | 9.7362 | 9.5769 | 24.3814 | 13.343 | 9.5899 | 9.1513 | 24.5508 | 13.1752 | 9.4693 | 8.9845 | 24.7226 | 13.0141 | 9.3535 | 8.8341 | 24.905 | 12.8523 | 9.2372 | 8.7249 | 25.1372 | 12.659 | 9.0982 | 8.5142 | 25.2999 | 12.4844 | 8.9728 | 8.3557 | 25.9121 | 11.6285 | 8.3576 | 6.7152 | 25.4437 | 12.3217 | 8.8558 | 8.2246 | 26.5465 | 10.5164 | 7.5584 | 2.464 | 26.7946 | 9.9939 | 7.1828 | -0.96723 | 26.9217 | 9.4081 | 6.7618 | -3.2009 | 23.7734 | 13.7259 | 9.8651 | 10.3002 | 23.9207 | 13.7496 | 9.8821 | 10.0086 | 24.0349 | 13.658 | 9.8163 | 9.5262 | 24.1856 | 13.6214 | 9.79 | 9.7116 | 24.3256 | 13.4279 | 9.6509 | 9.3359 | 24.4739 | 13.2336 | 9.5113 | 9.2268 | 24.6303 | 13.1192 | 9.4291 | 9.1326 | 24.8169 | 12.9137 | 9.2813 | 8.9297 | 25.1317 | 12.5418 | 9.0141 | 7.9614 | 25.3863 | 12.1884 | 8.7601 | 6.9966 | 26.0648 | 11.3103 | 8.1289 | 3.1726 | 25.6215 | 11.7811 | 8.4673 | 6.0541 | 26.5577 | 10.2746 | 7.3846 | -0.67327 | 26.7461 | 9.6806 | 6.9577 | -2.9717 | 26.723 | 9.6182 | 6.9128 | -2.2592
CRAGGS ROW & BUSHELL ST | RIBBLE | PENWORTHAM EAST / ROCHDALE | 353740 | 430080 | 32.0551 | 12.8492 | 9.3733 | 10.0834 | 32.377 | 12.3524 | 9.0109 | 7.4752 | 32.579 | 12.1261 | 8.8458 | 6.4983 | 32.8032 | 11.9791 | 8.7386 | 6.3498 | 33.0245 | 11.7954 | 8.6046 | 5.7633 | 33.2505 | 11.6505 | 8.4989 | 5.4467 | 33.4833 | 11.5167 | 8.4013 | 5.1951 | 33.6521 | 11.3683 | 8.293 | 4.7548 | 33.8188 | 11.2234 | 8.1873 | 4.3141 | 33.9309 | 11.1075 | 8.1028 | 3.9534 | 34.2876 | 10.5041 | 7.6626 | 2.1619 | 34.0332 | 11.0115 | 8.0327 | 3.796 | 34.5608 | 9.4374 | 6.8845 | -2.4467 | 34.6742 | 8.5953 | 6.2701 | -6.2564 | 34.6856 | 7.971 | 5.8147 | -8.6271 | 32.0572 | 12.8492 | 9.3733 | 10.0834 | 32.4196 | 12.6529 | 9.2301 | 9.07 | 32.5422 | 12.6037 | 9.1942 | 8.8072 | 32.7119 | 12.5929 | 9.1863 | 8.9436 | 32.8737 | 12.5054 | 9.1225 | 8.6888 | 32.8621 | 12.4655 | 9.0934 | 8.6893 | 32.9008 | 12.3963 | 9.043 | 8.584 | 32.9918 | 12.2807 | 8.9586 | 8.1578 | 33.1224 | 12.1615 | 8.8717 | 7.6597 | 33.159 | 12.1133 | 8.8365 | 7.4273 | 33.2692 | 11.9231 | 8.6977 | 6.8545 | 33.1908 | 12.0772 | 8.8102 | 7.3285 | 33.3426 | 11.7231 | 8.5519 | 6.2842 | 33.351 | 11.575 | 8.4438 | 5.9353 | 33.3151 | 11.5271 | 8.4088 | 5.9301 | 32.0551 | 12.8492 | 9.3733 | 10.0834 | 32.377 | 12.5701 | 9.1697 | 8.6187 | 32.579 | 12.4001 | 9.0457 | 7.9111 | 32.8032 | 12.2386 | 8.9279 | 7.7875 | 33.0245 | 12.0985 | 8.8257 | 7.2762 | 33.2505 | 11.9459 | 8.7144 | 7.0429 | 33.4833 | 11.8647 | 8.6552 | 6.8823 | 33.6521 | 11.7011 | 8.5358 | 6.5261 | 33.8188 | 11.5714 | 8.4411 | 6.1334 | 33.9309 | 11.4668 | 8.3649 | 5.7913 | 34.2876 | 11.0306 | 8.0467 | 4.8571 | 34.0332 | 11.3716 | 8.2954 | 5.6179 | 34.5608 | 10.6381 | 7.7603 | 3.8954 | 34.6742 | 10.449 | 7.6224 | 3.2554 | 34.6856 | 10.2637 | 7.4872 | 3.1953 | 32.055 | 12.8492 | 9.3733 | 10.0834 | 32.3742 | 12.1842 | 8.8882 | 6.6457 | 32.5793 | 11.9038 | 8.6836 | 5.5397 | 32.8269 | 11.7972 | 8.6059 | 5.4515 | 33.081 | 11.5445 | 8.4216 | 4.9088 | 33.326 | 11.3973 | 8.3142 | 4.6677 | 33.5409 | 11.2695 | 8.2209 | 4.5267 | 33.7094 | 11.1278 | 8.1176 | 4.2065 | 33.9097 | 10.9702 | 8.0026 | 3.8592 | 34.0411 | 10.8152 | 7.8896 | 3.5691 | 34.4619 | 10.1482 | 7.403 | 2.0467 | 34.1557 | 10.6784 | 7.7898 | 3.4905 | 34.8476 | 9.0837 | 6.6264 | -2.1858 | 34.9938 | 8.2072 | 5.987 | -5.6622 | 35.0096 | 7.5793 | 5.529 | -7.7312 | 32.055 | 12.8492 | 9.3733 | 10.0834 | 32.3381 | 12.121 | 8.8421 | 6.2564 | 32.5004 | 11.8228 | 8.6246 | 5.1168 | 32.7054 | 11.7142 | 8.5454 | 5.089 | 32.916 | 11.4829 | 8.3766 | 4.6008 | 33.1181 | 11.3294 | 8.2647 | 4.4237 | 33.3155 | 11.2028 | 8.1723 | 4.3449 | 33.5052 | 11.0257 | 8.0431 | 3.9795 | 33.7407 | 10.7135 | 7.8154 | 2.9099 | 33.9024 | 10.3735 | 7.5673 | 1.8472 | 34.4133 | 9.4119 | 6.8659 | -1.8119 | 34.0506 | 10.0347 | 7.3202 | 0.99165 | 34.7806 | 8.1376 | 5.9363 | -5.7241 | 34.8725 | 7.4356 | 5.4242 | -8.1861 | 34.7611 | 7.4454 | 5.4313 | -7.4024
CROWN LANE | WESTHOUGHTON | KEARSLEY | 362706 | 410859 | 32.1427 | 8.7494 | 6.2884 | 11.6172 | 32.3031 | 8.25 | 5.9295 | 10.1529 | 32.4655 | 7.3125 | 5.2556 | 9.4087 | 32.6662 | 6.4764 | 4.6547 | 8.9959 | 32.8571 | 5.7973 | 4.1666 | 8.2654 | 31.383 | 5.167 | 3.7136 | 7.6693 | 26.1471 | 4.3049 | 3.094 | 6.9415 | 25.0849 | 4.13 | 2.9683 | 6.3497 | 23.9605 | 3.9449 | 2.8353 | 5.7714 | 22.3328 | 3.6769 | 2.6427 | 5.1054 | 18.2381 | 3.0028 | 2.1581 | 0.95692 | 21.3159 | 3.5095 | 2.5224 | 4.4315 | 18.9617 | 3.1219 | 2.2438 | -8.1947 | 39.3029 | 6.4709 | 4.6508 | -15.6192 | 41.5665 | 6.8808 | 4.9454 | -21.3724 | 32.1264 | 8.7494 | 6.2884 | 11.6172 | 32.3218 | 8.4418 | 6.0673 | 10.6999 | 32.3779 | 7.7201 | 5.5486 | 10.4254 | 32.4776 | 7.0539 | 5.0698 | 10.3158 | 32.5758 | 6.3439 | 4.5595 | 9.8888 | 32.679 | 5.6724 | 4.0768 | 9.6372 | 30.7978 | 5.0706 | 3.6444 | 9.1258 | 29.9446 | 4.9301 | 3.5434 | 8.573 | 29.1566 | 4.8004 | 3.4501 | 7.8879 | 28.6628 | 4.7191 | 3.3917 | 7.4982 | 27.3962 | 4.5106 | 3.2418 | 5.5821 | 28.411 | 4.6777 | 3.3619 | 7.0808 | 32.2918 | 5.3166 | 3.8211 | 3.4522 | 36.7373 | 8.1738 | 5.8747 | 1.7078 | 37.8822 | 9.5829 | 6.8874 | 0.51028 | 32.1427 | 8.7494 | 6.2884 | 11.6172 | 32.3133 | 8.4384 | 6.0648 | 10.6627 | 32.4761 | 7.6392 | 5.4905 | 10.0416 | 32.6787 | 6.8894 | 4.9516 | 9.7008 | 32.8857 | 6.1282 | 4.4044 | 9.089 | 32.6666 | 5.3783 | 3.8655 | 8.6682 | 28.1051 | 4.6273 | 3.3257 | 8.1858 | 26.7484 | 4.4039 | 3.1652 | 7.7657 | 25.7352 | 4.2371 | 3.0453 | 7.259 | 23.903 | 3.9354 | 2.8285 | 6.6179 | 21.784 | 3.5866 | 2.5777 | 4.0469 | 23.195 | 3.8189 | 2.7447 | 5.9388 | 29.9633 | 4.9332 | 3.5456 | 1.5376 | 38.4856 | 9.3804 | 6.7418 | -0.35246 | 39.6219 | 10.5954 | 7.6151 | -1.3588 | 32.1495 | 8.7494 | 6.2884 | 11.6172 | 32.324 | 8.2896 | 5.9579 | 9.9148 | 32.5099 | 7.4156 | 5.3297 | 9.195 | 32.7533 | 6.6946 | 4.8115 | 8.8298 | 33.0383 | 5.7979 | 4.167 | 8.1365 | 29.3337 | 4.8296 | 3.4711 | 7.5844 | 24.6442 | 4.0575 | 2.9162 | 6.9125 | 23.6907 | 3.9005 | 2.8034 | 6.4476 | 21.3962 | 3.5227 | 2.5319 | 5.9084 | 20.2988 | 3.342 | 2.402 | 5.1674 | 13.3996 | 2.2061 | 1.5856 | 0.32507 | 18.9001 | 3.1118 | 2.2365 | 4.3847 | 12.8255 | 2.1116 | 1.5177 | -9.4941 | 32.309 | 5.3194 | 3.8232 | -17.0477 | 35.9884 | 5.9252 | 4.2586 | -21.7688 | 32.1495 | 8.7494 | 6.2884 | 11.6172 | 32.3144 | 8.4289 | 6.058 | 9.82 | 32.492 | 8.2045 | 5.8968 | 9.1191 | 32.7575 | 8.1073 | 5.8269 | 8.7565 | 33.1381 | 7.7677 | 5.5828 | 8.0278 | 33.6245 | 7.3963 | 5.3159 | 7.3925 | 34.2092 | 7.2458 | 5.2077 | 6.6959 | 34.8931 | 7.1428 | 5.1337 | 5.8972 | 35.724 | 6.9064 | 4.9638 | 3.986 | 36.5053 | 6.5401 | 4.7005 | 1.8283 | 39.84 | 10.2702 | 7.3814 | -6.7591 | 37.3197 | 6.6107 | 4.7513 | -0.37853 | 43.056 | 7.7113 | 5.5423 | -15.7258 | 38.1151 | 6.2754 | 4.5102 | -20.9999 | 36.0813 | 5.9405 | 4.2696 | -20.614
CULCHETH | GOLBORNE | BOLD | 365430 | 395366 | 19.9738 | 19.9738 | 19.9738 | 9.8348 | 20.0474 | 20.0474 | 20.0474 | 8.854 | 20.1122 | 20.1122 | 20.1122 | 8.4669 | 20.2003 | 20.2003 | 20.2003 | 8.3232 | 20.2877 | 20.2877 | 20.2877 | 7.9196 | 20.3816 | 20.3816 | 20.3816 | 7.535 | 20.4867 | 20.4867 | 20.4867 | 7.2343 | 20.6009 | 20.6009 | 20.6009 | 6.938 | 20.7353 | 20.7353 | 20.7353 | 6.5409 | 20.833 | 20.833 | 20.8246 | 6.2489 | 21.1936 | 21.1936 | 20.6463 | 4.9516 | 20.928 | 20.928 | 20.8276 | 6.0724 | 21.5672 | 21.5672 | 20.1506 | 2.35 | 21.7947 | 21.7947 | 19.7027 | 0.68702 | 21.9468 | 21.9468 | 19.3095 | -0.86046 | 19.966 | 19.966 | 19.966 | 9.8348 | 20.0496 | 20.0496 | 20.0496 | 9.3193 | 20.0532 | 20.0532 | 20.0532 | 9.2594 | 20.082 | 20.082 | 20.082 | 9.3644 | 20.1059 | 20.1059 | 20.1059 | 9.2411 | 20.1271 | 20.1271 | 20.1271 | 9.1461 | 20.1697 | 20.1697 | 20.1697 | 9.0134 | 20.2352 | 20.2352 | 20.2352 | 8.8431 | 20.3183 | 20.3183 | 20.3183 | 8.5791 | 20.3479 | 20.3479 | 20.3479 | 8.4367 | 20.4727 | 20.4727 | 20.4727 | 7.9221 | 20.3773 | 20.3773 | 20.3773 | 8.3463 | 20.6269 | 20.6269 | 20.6269 | 7.2844 | 20.7663 | 20.7663 | 20.7663 | 6.81 | 20.8779 | 20.8779 | 20.8779 | 6.5359 | 19.9738 | 19.9738 | 19.9738 | 9.8348 | 20.0476 | 20.0476 | 20.0476 | 9.1052 | 20.1126 | 20.1126 | 20.1126 | 8.7722 | 20.2008 | 20.2008 | 20.2008 | 8.6752 | 20.2893 | 20.2893 | 20.2893 | 8.3572 | 20.3839 | 20.3839 | 20.3839 | 8.0976 | 20.4895 | 20.4895 | 20.4895 | 7.9547 | 20.6026 | 20.6026 | 20.6026 | 7.8892 | 20.7371 | 20.7371 | 20.7371 | 7.5451 | 20.8338 | 20.8338 | 20.8338 | 7.2943 | 21.18 | 21.18 | 20.8243 | 6.2794 | 20.9265 | 20.9265 | 20.9265 | 7.0921 | 21.496 | 21.496 | 20.5415 | 5.3244 | 21.6946 | 21.6946 | 20.2664 | 4.8269 | 21.8068 | 21.8068 | 20.0723 | 4.8649 | 19.9771 | 19.9771 | 19.9771 | 9.8348 | 20.0488 | 20.0488 | 20.0488 | 8.5933 | 20.1182 | 20.1182 | 20.1182 | 8.1828 | 20.2209 | 20.2209 | 20.2209 | 8.0469 | 20.3341 | 20.3341 | 20.3341 | 7.6386 | 20.4619 | 20.4619 | 20.4619 | 7.2564 | 20.6052 | 20.6052 | 20.6052 | 6.9732 | 20.7568 | 20.7568 | 20.7568 | 6.7925 | 20.9436 | 20.9436 | 20.7709 | 6.3504 | 21.0811 | 21.0811 | 20.7352 | 6.0875 | 21.576 | 21.576 | 20.3354 | 4.897 | 21.2116 | 21.2116 | 20.6079 | 5.9343 | 22.0447 | 22.0447 | 19.7752 | 2.6149 | 22.3004 | 22.3004 | 19.2937 | 1.0614 | 22.4441 | 22.4441 | 18.9956 | -0.33453 | 19.9771 | 19.9771 | 19.9771 | 9.8348 | 20.0394 | 20.0394 | 20.0394 | 8.4748 | 20.1001 | 20.1001 | 20.1001 | 8.0569 | 20.196 | 20.196 | 20.196 | 7.9296 | 20.3067 | 20.3067 | 20.3067 | 7.5384 | 20.4308 | 20.4308 | 20.4308 | 7.198 | 20.5721 | 20.5721 | 20.5721 | 6.9698 | 20.7228 | 20.7228 | 20.7228 | 6.8554 | 20.9287 | 20.9287 | 20.829 | 6.2343 | 21.096 | 21.096 | 20.6892 | 5.724 | 21.6623 | 21.6623 | 20.3253 | 3.7567 | 21.2581 | 21.2581 | 20.6489 | 5.2818 | 22.1021 | 22.1021 | 19.6607 | 1.7794 | 22.2902 | 22.2902 | 19.328 | 0.71046 | 22.3144 | 22.3144 | 19.2694 | 0.82052
CUTACRE | KEARSLEY LOCAL | KEARSLEY | 369848 | 404515 | 26.4912 | 15.2795 | 10.9817 | 22.0668 | 26.4504 | 14.5615 | 10.4656 | 17.9502 | 26.4733 | 14.2847 | 10.2667 | 16.8752 | 26.5141 | 14.073 | 10.1146 | 16.3024 | 26.544 | 13.8168 | 9.9304 | 15.6915 | 26.5667 | 13.6857 | 9.8362 | 15.1272 | 26.5892 | 13.5404 | 9.7318 | 14.6312 | 26.6121 | 13.4904 | 9.6958 | 14.0929 | 26.6351 | 13.3711 | 9.6101 | 13.556 | 26.6594 | 13.3699 | 9.6092 | 13.0127 | 26.7693 | 13.4604 | 9.6743 | 12.8121 | 26.6853 | 13.3999 | 9.6308 | 12.978 | 26.9311 | 13.01 | 9.3506 | 12.381 | 27.0541 | 12.7577 | 9.1692 | 12.0043 | 27.1752 | 12.4191 | 8.9258 | 11.7673 | 26.4929 | 15.2795 | 10.9817 | 22.0668 | 26.4572 | 15.2004 | 10.9248 | 21.5982 | 26.4285 | 15.1026 | 10.8545 | 21.1216 | 26.4208 | 14.9852 | 10.7702 | 20.6823 | 26.4015 | 14.9334 | 10.7329 | 20.2395 | 26.3708 | 14.873 | 10.6895 | 19.8473 | 26.3548 | 14.8105 | 10.6446 | 19.4542 | 26.3527 | 14.7426 | 10.5958 | 18.9967 | 26.3636 | 14.6208 | 10.5083 | 18.5026 | 26.3698 | 14.6017 | 10.4945 | 18.0079 | 26.4053 | 14.7117 | 10.5736 | 18.0298 | 26.3773 | 14.6423 | 10.5237 | 18.0176 | 26.4522 | 14.9037 | 10.7116 | 18.0438 | 26.5032 | 15.0784 | 10.8371 | 18.0505 | 26.5408 | 15.1305 | 10.8746 | 18.1206 | 26.4912 | 15.2795 | 10.9817 | 22.0668 | 26.4506 | 15.1021 | 10.8542 | 21.0866 | 26.4736 | 14.932 | 10.7319 | 20.3931 | 26.5145 | 14.7352 | 10.5905 | 19.8111 | 26.5455 | 14.4288 | 10.3703 | 19.2129 | 26.5689 | 14.3545 | 10.3168 | 18.6543 | 26.5918 | 14.1774 | 10.1896 | 18.145 | 26.6136 | 14.1339 | 10.1583 | 17.6083 | 26.6368 | 14.0343 | 10.0867 | 17.0701 | 26.66 | 14.0089 | 10.0685 | 16.5286 | 26.7565 | 14.1345 | 10.1588 | 16.3849 | 26.684 | 14.0526 | 10.0999 | 16.4945 | 26.8644 | 13.9737 | 10.0432 | 16.2296 | 26.9603 | 13.7697 | 9.8966 | 16.1051 | 27.0282 | 13.4644 | 9.6771 | 16.0893 | 26.4911 | 15.2795 | 10.9817 | 22.0668 | 26.4517 | 14.292 | 10.272 | 16.2596 | 26.472 | 13.9905 | 10.0552 | 14.9922 | 26.5112 | 13.6755 | 9.8289 | 14.4401 | 26.5407 | 13.7152 | 9.8574 | 13.8354 | 26.5666 | 13.5367 | 9.7291 | 13.278 | 26.5946 | 13.3719 | 9.6107 | 12.7964 | 26.6228 | 13.3271 | 9.5785 | 12.2661 | 26.6521 | 13.1992 | 9.4866 | 11.7342 | 26.6859 | 13.0598 | 9.3863 | 11.1923 | 26.8891 | 12.7544 | 9.1669 | 10.9767 | 26.7243 | 12.9726 | 9.3237 | 11.1575 | 27.2457 | 12.3836 | 8.9003 | 10.5642 | 27.501 | 11.9615 | 8.597 | 10.2672 | 27.5583 | 11.8245 | 8.4985 | 10.2174 | 26.4911 | 15.2795 | 10.9817 | 22.0668 | 26.4522 | 14.127 | 10.1533 | 15.4069 | 26.4733 | 13.8337 | 9.9426 | 14.035 | 26.515 | 13.6411 | 9.8041 | 13.4835 | 26.5518 | 13.5189 | 9.7163 | 12.868 | 26.5852 | 13.3445 | 9.591 | 12.3016 | 26.6232 | 13.1981 | 9.4857 | 11.8139 | 26.6637 | 13.1492 | 9.4506 | 11.2712 | 26.738 | 13.0898 | 9.4079 | 10.6805 | 26.8149 | 12.9518 | 9.3087 | 10.0813 | 27.1323 | 12.58 | 9.0415 | 9.7107 | 26.8935 | 12.8558 | 9.2397 | 9.9928 | 27.4768 | 12.1354 | 8.722 | 9.3056 | 27.59 | 11.8138 | 8.4908 | 9.0909 | 27.5629 | 11.6676 | 8.3858 | 9.2434
ASKAM & DALTON | ULVERSTON | HARKER / HUTTON | 323582 | 474255 | 31.084 | 9.8173 | 7.0559 | 11.6212 | 31.4306 | 9.5812 | 6.8862 | 10.5767 | 31.6377 | 8.9731 | 6.4492 | 9.833 | 31.8691 | 8.3826 | 6.0248 | 9.4626 | 32.1115 | 7.6921 | 5.5285 | 8.6369 | 32.3812 | 6.9973 | 5.0291 | 7.7987 | 32.6857 | 6.3694 | 4.5778 | 7.2803 | 33.0125 | 6.1197 | 4.3983 | 6.5632 | 33.4721 | 5.849 | 4.2038 | 5.7504 | 33.835 | 5.5882 | 4.0163 | 5.1264 | 27.3296 | 4.4996 | 3.234 | 1.9011 | 33.0412 | 5.44 | 3.9098 | 4.7317 | 14.9211 | 2.4566 | 1.7656 | -5.2961 | 1.2517 | 0.20609 | 0.14812 | -10.3119 | 2.6844 | 0.44197 | 0.31765 | -13.8462 | 31.0713 | 9.8173 | 7.0559 | 11.6212 | 31.4087 | 9.651 | 6.9364 | 10.8724 | 31.4394 | 9.6055 | 6.9037 | 10.7333 | 31.5059 | 9.5869 | 6.8903 | 10.8768 | 31.5772 | 9.4831 | 6.8157 | 10.6159 | 31.6544 | 9.395 | 6.7524 | 10.4287 | 31.7677 | 9.3423 | 6.7145 | 10.4095 | 31.9203 | 9.2078 | 6.6178 | 9.9623 | 32.0948 | 9.047 | 6.5023 | 9.3851 | 32.1696 | 8.9614 | 6.4408 | 9.116 | 32.5349 | 8.6342 | 6.2056 | 8.1794 | 32.2392 | 8.8988 | 6.3957 | 8.9657 | 33.1605 | 8.1309 | 5.8438 | 6.8041 | 33.5728 | 7.8767 | 5.6612 | 5.7397 | 33.5523 | 7.7086 | 5.5404 | 5.2833 | 31.084 | 9.8173 | 7.0559 | 11.6212 | 31.4306 | 9.6557 | 6.9397 | 10.9218 | 31.6378 | 9.0797 | 6.5257 | 10.3319 | 31.8692 | 8.5287 | 6.1297 | 10.1548 | 32.1119 | 7.9002 | 5.678 | 9.6211 | 32.3818 | 7.2916 | 5.2406 | 9.1888 | 32.6864 | 6.7529 | 4.8535 | 9.0978 | 33.0129 | 6.579 | 4.7285 | 8.741 | 33.4725 | 6.3368 | 4.5544 | 8.0594 | 33.8351 | 6.0336 | 4.3365 | 7.4361 | 31.7722 | 5.231 | 3.7597 | 5.3719 | 34.1806 | 5.9069 | 4.2454 | 6.9493 | 26.0236 | 4.2846 | 3.0794 | 3.556 | 19.0453 | 3.1357 | 2.2537 | 2.5533 | 18.4978 | 3.0455 | 2.1889 | 2.927 | 31.0894 | 9.8173 | 7.0559 | 11.6212 | 31.4844 | 9.5551 | 6.8675 | 10.5325 | 31.7452 | 8.9403 | 6.4256 | 9.8251 | 32.0916 | 8.325 | 5.9834 | 9.4998 | 32.5097 | 7.5829 | 5.45 | 8.731 | 33.0092 | 6.8605 | 4.9308 | 7.9895 | 33.5183 | 6.1843 | 4.4448 | 7.6061 | 33.8113 | 5.8448 | 4.2008 | 7.0568 | 33.2748 | 5.4784 | 3.9375 | 6.3889 | 30.9509 | 5.0958 | 3.6625 | 5.8628 | 21.6841 | 3.5701 | 2.5659 | 2.934 | 29.0388 | 4.781 | 3.4362 | 5.5683 | 6.6013 | 1.0869 | 0.78115 | -3.8647 | 2.6844 | 0.44197 | 0.31765 | -8.5414 | 2.6844 | 0.44197 | 0.31765 | -11.7942 | 31.0894 | 9.8173 | 7.0559 | 11.6212 | 31.4625 | 9.5691 | 6.8775 | 10.5454 | 31.7195 | 8.9644 | 6.4429 | 9.8704 | 32.078 | 8.3302 | 5.9871 | 9.5491 | 32.5595 | 7.5923 | 5.4567 | 8.7551 | 33.02 | 6.8812 | 4.9456 | 8.1309 | 33.4111 | 6.2371 | 4.4827 | 7.8829 | 33.6776 | 5.9344 | 4.2651 | 7.3696 | 32.6361 | 5.3733 | 3.8619 | 5.6946 | 29.1344 | 4.7968 | 3.4475 | 4.0234 | 16.5366 | 2.7226 | 1.9568 | -2.1173 | 26.0175 | 4.2836 | 3.0787 | 2.5172 | 3.6063 | 0.59375 | 0.42674 | -7.9501 | 2.6844 | 0.44197 | 0.31765 | -11.0456 | 2.6844 | 0.44197 | 0.31765 | -9.8174
DEANSGATE | BLOOM ST | SOUTH MANCHESTER | 383463 | 398149 | 27.7807 | 12.8998 | 9.4102 | 16.4266 | 27.785 | 12.6771 | 9.2478 | 15.3202 | 27.797 | 12.6083 | 9.1976 | 15.0783 | 27.8113 | 12.1514 | 8.8643 | 14.794 | 27.8257 | 12.0473 | 8.7884 | 14.5665 | 27.8401 | 11.9017 | 8.6821 | 14.3275 | 27.8557 | 11.863 | 8.6539 | 14.2616 | 27.8721 | 11.8007 | 8.6085 | 14.1136 | 27.8887 | 11.7028 | 8.537 | 13.9509 | 27.8958 | 11.6252 | 8.4804 | 13.8452 | 27.9201 | 11.5572 | 8.4308 | 13.3206 | 27.9025 | 11.6477 | 8.4969 | 13.7393 | 27.941 | 11.3293 | 8.2646 | 12.6901 | 27.9527 | 11.1732 | 8.1507 | 12.1744 | 27.9603 | 11.0538 | 8.0636 | 11.8372 | 27.7803 | 12.8998 | 9.4102 | 16.4266 | 27.7916 | 12.8839 | 9.3986 | 16.4629 | 27.805 | 12.9148 | 9.4211 | 16.68 | 27.8234 | 12.8963 | 9.4077 | 16.696 | 27.8433 | 12.8933 | 9.4055 | 16.7799 | 27.8651 | 12.8933 | 9.4055 | 16.8883 | 27.8924 | 12.9001 | 9.4104 | 17.0265 | 27.9258 | 12.8645 | 9.3845 | 16.9311 | 27.965 | 12.8072 | 9.3427 | 16.7445 | 27.9693 | 12.7924 | 9.3319 | 16.7416 | 27.9847 | 12.7264 | 9.2838 | 16.7325 | 27.9736 | 12.7769 | 9.3206 | 16.7366 | 27.9985 | 12.6876 | 9.2554 | 16.8854 | 28.0063 | 12.653 | 9.2302 | 17.072 | 28.0116 | 12.6748 | 9.2461 | 17.3156 | 27.7807 | 12.8998 | 9.4102 | 16.4266 | 27.785 | 12.8682 | 9.3871 | 16.3898 | 27.797 | 12.8225 | 9.3538 | 16.2721 | 27.8113 | 12.3646 | 9.0198 | 15.9934 | 27.8257 | 12.2406 | 8.9293 | 15.7714 | 27.8401 | 12.1131 | 8.8364 | 15.544 | 27.8557 | 12.078 | 8.8107 | 15.4743 | 27.8721 | 12.0171 | 8.7663 | 15.3307 | 27.8887 | 11.9221 | 8.697 | 15.1705 | 27.8958 | 11.8271 | 8.6277 | 15.064 | 27.9201 | 11.8034 | 8.6104 | 14.6284 | 27.9025 | 11.8575 | 8.6499 | 14.9581 | 27.941 | 11.6956 | 8.5318 | 14.4054 | 27.9527 | 11.6502 | 8.4987 | 14.3023 | 27.9603 | 11.6306 | 8.4844 | 14.3101 | 27.7808 | 12.8998 | 9.4102 | 16.4266 | 27.7864 | 12.5838 | 9.1797 | 14.8095 | 27.7994 | 12.5087 | 9.1249 | 14.5372 | 27.8149 | 12.0367 | 8.7806 | 14.2849 | 27.8308 | 11.8895 | 8.6732 | 14.089 | 27.8466 | 11.8206 | 8.6229 | 13.8814 | 27.8654 | 11.7603 | 8.579 | 13.8529 | 27.8848 | 11.6266 | 8.4814 | 13.7413 | 27.9042 | 11.6674 | 8.5112 | 13.6133 | 27.9123 | 11.6703 | 8.5133 | 13.5453 | 27.9387 | 11.5024 | 8.3908 | 13.1859 | 27.9197 | 11.6516 | 8.4997 | 13.4786 | 27.9594 | 11.2852 | 8.2324 | 12.7998 | 27.9682 | 11.1586 | 8.14 | 12.5458 | 27.9728 | 11.0984 | 8.0961 | 12.4766 | 27.7808 | 12.8998 | 9.4102 | 16.4266 | 27.7824 | 12.5396 | 9.1475 | 14.5508 | 27.7906 | 12.4561 | 9.0865 | 14.2599 | 27.8011 | 11.8901 | 8.6737 | 14.0211 | 27.8117 | 11.8096 | 8.6149 | 13.8395 | 27.8219 | 11.6761 | 8.5175 | 13.6461 | 27.8346 | 11.6639 | 8.5086 | 13.6359 | 27.8474 | 11.6592 | 8.5052 | 13.5426 | 27.8602 | 11.5896 | 8.4545 | 13.3503 | 27.8687 | 11.5053 | 8.393 | 13.1991 | 27.8965 | 11.1456 | 8.1306 | 12.5858 | 27.8766 | 11.4193 | 8.3302 | 13.0492 | 27.9167 | 10.7456 | 7.8388 | 12.1949 | 27.925 | 10.6848 | 7.7944 | 12.0166 | 27.9277 | 10.6571 | 7.7742 | 12.265
DENTON EAST | DROYLSDEN | STALYBRIDGE | 392394 | 395626 | 29.3582 | 15.2453 | 11.1212 | 14.8132 | 29.5469 | 14.8625 | 10.842 | 13.9493 | 29.6342 | 14.5717 | 10.6299 | 13.6166 | 29.7512 | 14.33 | 10.4536 | 13.4159 | 29.8778 | 14.1608 | 10.3301 | 13.0463 | 30.017 | 14.022 | 10.2289 | 12.6717 | 30.1442 | 13.8588 | 10.1098 | 12.3161 | 30.2867 | 13.755 | 10.0341 | 11.9882 | 30.4505 | 13.6265 | 9.9403 | 11.5996 | 30.5648 | 13.5081 | 9.8539 | 11.2968 | 30.9409 | 12.888 | 9.4016 | 9.1918 | 30.6703 | 13.4164 | 9.7871 | 11.0652 | 31.2422 | 11.5764 | 8.4448 | 3.4954 | 31.3824 | 10.8006 | 7.8789 | -1.0469 | 31.4329 | 9.9667 | 7.2706 | -4.3191 | 29.3484 | 15.2453 | 11.1212 | 14.8132 | 29.56 | 14.9842 | 10.9308 | 13.9021 | 29.6111 | 14.8226 | 10.8129 | 13.7538 | 29.6862 | 14.6141 | 10.6608 | 13.7075 | 29.7454 | 14.5262 | 10.5967 | 13.4865 | 29.7877 | 14.4243 | 10.5223 | 13.2932 | 29.8533 | 14.3524 | 10.4698 | 13.0518 | 29.9444 | 14.2668 | 10.4074 | 12.6909 | 30.0508 | 14.1649 | 10.3331 | 12.2369 | 30.0876 | 14.1161 | 10.2975 | 12.0477 | 30.2146 | 13.9533 | 10.1788 | 11.4025 | 30.1204 | 14.0717 | 10.2651 | 11.8903 | 30.3485 | 13.7128 | 10.0033 | 10.7427 | 30.4333 | 13.813 | 10.0764 | 10.3961 | 30.4827 | 13.9673 | 10.189 | 10.2559 | 29.3582 | 15.2453 | 11.1212 | 14.8132 | 29.5469 | 14.9785 | 10.9266 | 13.9898 | 29.6342 | 14.6308 | 10.673 | 13.7004 | 29.7512 | 14.5443 | 10.6099 | 13.562 | 29.8778 | 14.3374 | 10.4589 | 13.2898 | 30.017 | 14.1121 | 10.2946 | 13.0723 | 30.1442 | 13.9843 | 10.2013 | 12.8993 | 30.2867 | 13.901 | 10.1406 | 12.7109 | 30.4505 | 13.7907 | 10.0601 | 12.4158 | 30.5648 | 13.6757 | 9.9762 | 12.1569 | 30.9409 | 13.2734 | 9.6828 | 11.2502 | 30.6703 | 13.5915 | 9.9148 | 11.932 | 31.2422 | 12.8446 | 9.3699 | 10.3903 | 31.3824 | 12.8521 | 9.3755 | 9.9774 | 31.4329 | 12.5231 | 9.1354 | 9.9625 | 29.3614 | 15.2453 | 11.1212 | 14.8132 | 29.5517 | 14.9213 | 10.8849 | 13.9834 | 29.6512 | 14.6344 | 10.6756 | 13.6884 | 29.7959 | 14.4481 | 10.5397 | 13.5165 | 29.9651 | 14.202 | 10.3601 | 13.1853 | 30.1412 | 13.9426 | 10.171 | 12.8774 | 30.3158 | 13.7494 | 10.03 | 12.6161 | 30.4992 | 13.6092 | 9.9277 | 12.4027 | 30.7276 | 13.4622 | 9.8205 | 12.1115 | 30.8786 | 13.3063 | 9.7067 | 11.879 | 31.3926 | 12.4695 | 9.0963 | 10.0412 | 31.0116 | 13.1635 | 9.6026 | 11.7224 | 31.952 | 10.9525 | 7.9897 | 4.6228 | 32.2528 | 10.0842 | 7.3563 | 0.30444 | 32.4328 | 9.2164 | 6.7232 | -2.7863 | 29.3614 | 15.2453 | 11.1212 | 14.8132 | 29.5278 | 14.9527 | 10.9078 | 14.0501 | 29.5999 | 14.6077 | 10.6561 | 13.8248 | 29.7186 | 14.5164 | 10.5895 | 13.6921 | 29.8609 | 14.2999 | 10.4315 | 13.4104 | 29.9978 | 14.0561 | 10.2537 | 13.1733 | 30.1452 | 13.8866 | 10.1301 | 12.9785 | 30.3124 | 13.7583 | 10.0365 | 12.6835 | 30.5645 | 13.4545 | 9.8148 | 11.4563 | 30.7592 | 13.15 | 9.5927 | 10.2214 | 31.4015 | 12.2071 | 8.9049 | 5.5284 | 30.9405 | 12.8496 | 9.3736 | 9.0295 | 31.9301 | 10.6579 | 7.7748 | 0.50744 | 32.1632 | 9.834 | 7.1738 | -2.4411 | 32.16 | 9.7602 | 7.12 | -1.7564
DENTON WEST | DROYLSDEN | STALYBRIDGE | 390380 | 395565 | 31.0413 | 11.3947 | 8.3122 | 14.245 | 31.1787 | 10.8244 | 7.8963 | 11.7343 | 31.2542 | 10.6013 | 7.7335 | 11.1619 | 31.3648 | 10.4184 | 7.6001 | 10.9833 | 31.4728 | 10.3139 | 7.5239 | 10.5947 | 31.8764 | 10.1885 | 7.4324 | 9.9797 | 31.9916 | 10.1253 | 7.3863 | 9.7617 | 32.1232 | 10.0323 | 7.3184 | 9.4022 | 32.2768 | 9.9292 | 7.2432 | 9.0973 | 32.3834 | 9.8196 | 7.1632 | 8.7655 | 32.785 | 9.3034 | 6.7867 | 6.8526 | 32.4852 | 9.7272 | 7.0959 | 8.5903 | 33.2186 | 8.1927 | 5.9765 | 1.6294 | 33.4717 | 7.6347 | 5.5694 | -2.4704 | 33.694 | 6.8594 | 5.0038 | -5.2205 | 31.034 | 11.3947 | 8.3122 | 14.245 | 31.1942 | 11.1113 | 8.1055 | 13.2358 | 31.2054 | 11.0018 | 8.0256 | 13.1049 | 31.2522 | 10.9094 | 7.9583 | 13.1112 | 31.2935 | 10.7836 | 7.8665 | 12.9295 | 31.3318 | 10.6639 | 7.7792 | 12.8281 | 31.3993 | 10.6177 | 7.7454 | 12.7164 | 31.4977 | 10.5466 | 7.6936 | 12.3575 | 31.619 | 10.4746 | 7.641 | 11.9981 | 31.6639 | 10.4321 | 7.6101 | 11.7534 | 31.8421 | 10.2914 | 7.5075 | 11.1485 | 31.7071 | 10.4078 | 7.5924 | 11.6246 | 32.0472 | 10.1067 | 7.3727 | 10.4656 | 32.2126 | 10.2708 | 7.4924 | 10.1133 | 32.3384 | 10.451 | 7.6239 | 9.9274 | 31.0413 | 11.3947 | 8.3122 | 14.245 | 31.179 | 11.0641 | 8.0711 | 12.889 | 31.2546 | 10.9512 | 7.9888 | 12.4915 | 31.3653 | 10.8421 | 7.9092 | 12.3367 | 31.4744 | 10.6695 | 7.7833 | 12.0109 | 31.8786 | 10.4628 | 7.6324 | 11.4868 | 31.9943 | 10.4097 | 7.5937 | 11.3657 | 32.1248 | 10.3373 | 7.5409 | 11.0914 | 32.2786 | 10.233 | 7.4649 | 10.8256 | 32.3841 | 10.1353 | 7.3936 | 10.5115 | 32.7717 | 9.8183 | 7.1623 | 9.6552 | 32.4837 | 10.0362 | 7.3212 | 10.3233 | 33.149 | 9.527 | 6.9498 | 8.7195 | 33.3739 | 9.712 | 7.0848 | 8.242 | 33.5407 | 9.3854 | 6.8465 | 8.079 | 31.0434 | 11.3947 | 8.3122 | 14.245 | 31.1806 | 10.746 | 7.8391 | 10.9751 | 31.2642 | 10.5824 | 7.7197 | 10.3464 | 31.3924 | 10.4646 | 7.6338 | 10.213 | 31.5316 | 10.2612 | 7.4854 | 9.8647 | 31.9539 | 10.0357 | 7.3209 | 9.3373 | 32.1112 | 9.9318 | 7.2451 | 9.2187 | 32.28 | 9.7964 | 7.1463 | 8.9697 | 32.4974 | 9.6028 | 7.0051 | 8.7559 | 32.6492 | 9.5532 | 6.9689 | 8.4893 | 33.3953 | 8.9531 | 6.5311 | 6.7728 | 32.7898 | 9.4804 | 6.9158 | 8.3832 | 34.1562 | 7.6224 | 5.5604 | 1.7799 | 34.5772 | 6.9878 | 5.0975 | -2.0969 | 34.8133 | 6.2666 | 4.5714 | -4.5885 | 31.0434 | 11.3947 | 8.3122 | 14.245 | 31.1643 | 10.641 | 7.7624 | 10.625 | 31.2299 | 10.5252 | 7.678 | 9.9986 | 31.3441 | 10.4425 | 7.6176 | 9.9068 | 31.473 | 10.2685 | 7.4907 | 9.5966 | 31.8833 | 10.0554 | 7.3352 | 9.1194 | 32.0316 | 9.9821 | 7.2818 | 9.0469 | 32.2242 | 9.8062 | 7.1535 | 8.6712 | 32.5871 | 9.5984 | 7.0019 | 7.5624 | 32.8036 | 9.3417 | 6.8146 | 6.3655 | 33.5781 | 8.7221 | 6.3626 | 2.1581 | 33.0042 | 9.1454 | 6.6714 | 5.3302 | 34.2922 | 7.3421 | 5.356 | -2.4434 | 34.6274 | 6.5859 | 4.8043 | -5.0433 | 34.6232 | 6.4539 | 4.708 | -4.232
DICKINSON ST | BLOOM ST | SOUTH MANCHESTER | 384109 | 397722 | 39.0923 | 12.8412 | 9.3675 | 6.9664 | 38.9385 | 12.7103 | 9.272 | 6.5975 | 39.052 | 12.6357 | 9.2176 | 6.3415 | 39.2516 | 12.1572 | 8.8685 | 5.6953 | 39.4117 | 12.0181 | 8.767 | 5.13 | 39.5395 | 11.8497 | 8.6442 | 4.4942 | 39.6683 | 11.7299 | 8.5568 | 4.3425 | 39.7957 | 11.647 | 8.4964 | 3.9582 | 39.9248 | 11.5202 | 8.4039 | 3.5273 | 40.0336 | 11.4253 | 8.3346 | 3.1704 | 40.4078 | 11.0718 | 8.0767 | 1.5204 | 40.138 | 11.2859 | 8.2329 | 2.8298 | 40.7399 | 10.6762 | 7.7882 | -0.27875 | 40.9374 | 10.3321 | 7.5372 | -1.8375 | 41.0564 | 10.0479 | 7.3298 | -3.048 | 39.09 | 12.8412 | 9.3675 | 6.9664 | 38.9743 | 12.8317 | 9.3605 | 7.0981 | 38.8934 | 12.9073 | 9.4157 | 7.5982 | 38.9172 | 12.8819 | 9.3972 | 7.5872 | 38.8905 | 12.8798 | 9.3956 | 7.6961 | 38.8143 | 12.8758 | 9.3927 | 7.7957 | 38.8059 | 12.9155 | 9.4216 | 8.1477 | 38.861 | 12.879 | 9.395 | 8.0677 | 38.9747 | 12.8046 | 9.3408 | 7.7692 | 39.0129 | 12.7645 | 9.3115 | 7.5672 | 39.1408 | 12.588 | 9.1828 | 6.7949 | 39.0501 | 12.7398 | 9.2935 | 7.473 | 39.239 | 12.4709 | 9.0974 | 6.4863 | 39.2663 | 12.3817 | 9.0323 | 6.2182 | 39.261 | 12.2094 | 8.9066 | 6.002 | 39.0923 | 12.8412 | 9.3675 | 6.9664 | 38.9385 | 12.8001 | 9.3375 | 6.9618 | 39.052 | 12.7368 | 9.2913 | 6.7529 | 39.2516 | 12.2658 | 8.9477 | 6.118 | 39.4117 | 12.1177 | 8.8397 | 5.5611 | 39.5395 | 11.9483 | 8.7161 | 4.9358 | 39.6683 | 11.8442 | 8.6402 | 4.788 | 39.7957 | 11.7435 | 8.5667 | 4.4117 | 39.9248 | 11.6179 | 8.4751 | 3.982 | 40.0336 | 11.5295 | 8.4106 | 3.6239 | 40.4078 | 11.2062 | 8.1748 | 2.1388 | 40.138 | 11.3948 | 8.3124 | 3.2815 | 40.7399 | 11.0036 | 8.027 | 1.1594 | 40.9374 | 10.8351 | 7.904 | 0.42294 | 41.0564 | 10.7043 | 7.8087 | -0.115 | 39.0933 | 12.8412 | 9.3675 | 6.9664 | 38.922 | 12.6511 | 9.2288 | 6.3297 | 39.0195 | 12.586 | 9.1813 | 6.1002 | 39.2035 | 12.1167 | 8.839 | 5.5188 | 39.3491 | 11.938 | 8.7086 | 5.018 | 39.4621 | 11.7145 | 8.5456 | 4.4479 | 39.578 | 11.697 | 8.5328 | 4.3633 | 39.6915 | 11.602 | 8.4635 | 4.0497 | 39.8091 | 11.4363 | 8.3426 | 3.6894 | 39.9019 | 11.3929 | 8.311 | 3.4059 | 40.1965 | 11.1048 | 8.1008 | 2.0928 | 39.9887 | 11.3648 | 8.2905 | 3.1417 | 40.4052 | 10.7144 | 7.816 | 0.78548 | 40.4603 | 10.4305 | 7.6089 | -0.2412 | 40.4176 | 10.2516 | 7.4784 | -0.90485 | 39.0933 | 12.8412 | 9.3675 | 6.9664 | 38.9138 | 12.6232 | 9.2084 | 6.1793 | 39.0008 | 12.5567 | 9.1599 | 5.9492 | 39.1737 | 12.0467 | 8.7879 | 5.3883 | 39.3075 | 11.8082 | 8.6139 | 4.9091 | 39.408 | 11.6829 | 8.5225 | 4.3587 | 39.5109 | 11.5496 | 8.4253 | 4.2976 | 39.611 | 11.5216 | 8.4049 | 4.0064 | 39.7147 | 11.4291 | 8.3374 | 3.502 | 39.8064 | 11.3111 | 8.2513 | 3.0551 | 40.0987 | 10.7726 | 7.8584 | 1.2445 | 39.8927 | 11.1841 | 8.1586 | 2.6262 | 40.3029 | 10.2144 | 7.4513 | -0.053291 | 40.3465 | 10.0201 | 7.3095 | -0.91017 | 40.2975 | 9.9315 | 7.2449 | -0.92052
DIDSBURY | WEST DIDSBURY | SOUTH MANCHESTER | 384792 | 391153 | 31.5505 | 13.4584 | 9.8177 | 12.9406 | 31.6613 | 13.3508 | 9.7392 | 12.4466 | 31.7985 | 13.2705 | 9.6807 | 12.0957 | 31.952 | 13.1655 | 9.604 | 11.6115 | 32.0877 | 12.9947 | 9.4795 | 11.1549 | 32.2288 | 12.8789 | 9.395 | 10.6004 | 32.3858 | 12.8218 | 9.3533 | 10.2674 | 32.5581 | 12.7193 | 9.2785 | 9.8668 | 32.751 | 12.5932 | 9.1865 | 9.4739 | 32.8856 | 12.4493 | 9.0816 | 9.0466 | 33.3262 | 11.8011 | 8.6088 | 6.8028 | 33.0103 | 12.3543 | 9.0123 | 8.7451 | 33.684 | 10.5459 | 7.6931 | 1.4161 | 33.8542 | 9.4874 | 6.921 | -2.708 | 33.9029 | 8.706 | 6.3509 | -5.598 | 31.5296 | 13.4584 | 9.8177 | 12.9406 | 31.6566 | 13.3627 | 9.7479 | 12.4234 | 31.6849 | 13.3432 | 9.7337 | 12.4414 | 31.7446 | 13.2897 | 9.6946 | 12.2601 | 31.7715 | 13.229 | 9.6504 | 12.0858 | 31.7907 | 13.1695 | 9.607 | 11.8409 | 31.8446 | 13.1169 | 9.5686 | 11.678 | 31.9351 | 13.0328 | 9.5073 | 11.2654 | 32.049 | 12.9349 | 9.4358 | 10.8045 | 32.0899 | 12.8775 | 9.3939 | 10.5149 | 32.2251 | 12.6852 | 9.2537 | 9.7057 | 32.1265 | 12.8378 | 9.365 | 10.3082 | 32.3472 | 12.4851 | 9.1077 | 9.0287 | 32.4065 | 12.4252 | 9.064 | 8.7842 | 32.4235 | 12.3334 | 8.9971 | 8.7726 | 31.5505 | 13.4584 | 9.8177 | 12.9406 | 31.6613 | 13.3723 | 9.7549 | 12.5007 | 31.7985 | 13.3077 | 9.7078 | 12.1933 | 31.952 | 13.2066 | 9.634 | 11.7752 | 32.0877 | 13.0348 | 9.5087 | 11.4201 | 32.2288 | 12.9724 | 9.4632 | 11.0163 | 32.3858 | 12.9375 | 9.4378 | 10.8502 | 32.5581 | 12.8683 | 9.3873 | 10.5875 | 32.751 | 12.7624 | 9.31 | 10.2943 | 32.8856 | 12.6311 | 9.2142 | 9.9279 | 33.3262 | 12.1786 | 8.8841 | 8.7343 | 33.0103 | 12.5393 | 9.1472 | 9.6453 | 33.684 | 11.7293 | 8.5564 | 7.7076 | 33.8542 | 11.3387 | 8.2714 | 7.28 | 33.9029 | 11.0538 | 8.0636 | 7.2609 | 31.5592 | 13.4584 | 9.8177 | 12.9406 | 31.6699 | 13.3555 | 9.7427 | 12.4883 | 31.8253 | 13.2778 | 9.686 | 12.1964 | 31.9962 | 13.1304 | 9.5785 | 11.7531 | 32.176 | 13.0092 | 9.49 | 11.3481 | 32.3666 | 12.8934 | 9.4056 | 10.8881 | 32.5754 | 12.7819 | 9.3242 | 10.6883 | 32.7931 | 12.6551 | 9.2317 | 10.4499 | 33.0616 | 12.513 | 9.1281 | 10.105 | 33.2461 | 12.336 | 8.9989 | 9.67 | 33.8622 | 11.5252 | 8.4075 | 7.6074 | 33.4071 | 12.1723 | 8.8795 | 9.3892 | 34.4198 | 10.174 | 7.4218 | 2.9155 | 34.6731 | 9.0685 | 6.6154 | -0.93307 | 34.7867 | 8.3768 | 6.1108 | -3.6158 | 31.5592 | 13.4584 | 9.8177 | 12.9406 | 31.6481 | 13.3693 | 9.7527 | 12.5377 | 31.7784 | 13.3133 | 9.7119 | 12.2943 | 31.9461 | 13.0272 | 9.5032 | 11.8861 | 32.109 | 13.0841 | 9.5447 | 11.5223 | 32.2812 | 12.9743 | 9.4645 | 11.1201 | 32.4704 | 12.8608 | 9.3818 | 10.9726 | 32.6672 | 12.6989 | 9.2636 | 10.6681 | 32.9516 | 12.3797 | 9.0308 | 9.5316 | 33.1649 | 12.021 | 8.7691 | 8.2593 | 33.8524 | 10.7694 | 7.8561 | 3.6845 | 33.3616 | 11.7055 | 8.539 | 7.0914 | 34.3927 | 9.3223 | 6.8005 | -0.99503 | 34.5854 | 8.6263 | 6.2928 | -3.627 | 34.5333 | 8.5577 | 6.2427 | -2.7675
DODGSON RD | PRESTON EAST | PENWORTHAM EAST / ROCHDALE | 355190 | 430397 | 28.9927 | 11.513 | 8.3986 | 19.5215 | 29.1072 | 11.1312 | 8.12 | 17.5416 | 29.1584 | 11.0138 | 8.0344 | 17.0263 | 29.2333 | 10.9291 | 7.9727 | 16.9944 | 29.3096 | 10.7818 | 7.8652 | 16.7773 | 29.3924 | 10.6927 | 7.8002 | 16.5314 | 29.49 | 10.6143 | 7.743 | 16.326 | 29.5961 | 10.5165 | 7.6716 | 16.1467 | 29.7085 | 10.4023 | 7.5884 | 15.8429 | 29.8061 | 10.307 | 7.5188 | 15.6524 | 30.2206 | 9.9044 | 7.2252 | 14.1975 | 29.9058 | 10.2625 | 7.4863 | 15.5071 | 30.741 | 9.1813 | 6.6976 | 10.6262 | 31.0572 | 8.8995 | 6.4921 | 7.6013 | 31.2748 | 8.6652 | 6.3211 | 5.6717 | 28.9873 | 11.513 | 8.3986 | 19.5215 | 29.1331 | 11.3533 | 8.2821 | 18.6853 | 29.1596 | 11.3059 | 8.2475 | 18.5001 | 29.2122 | 11.272 | 8.2228 | 18.5057 | 29.2666 | 11.2176 | 8.1831 | 18.3538 | 29.325 | 11.1635 | 8.1436 | 18.1899 | 29.4062 | 11.1047 | 8.1008 | 18.033 | 29.5191 | 11.0531 | 8.0631 | 17.8304 | 29.6494 | 10.9681 | 8.0011 | 17.5015 | 29.7104 | 10.9305 | 7.9737 | 17.3718 | 29.9961 | 10.745 | 7.8383 | 16.7953 | 29.7747 | 10.8935 | 7.9467 | 17.2644 | 30.3233 | 10.6162 | 7.7444 | 16.2512 | 30.5337 | 10.698 | 7.804 | 15.8113 | 30.675 | 10.7152 | 7.8166 | 15.5923 | 28.9927 | 11.513 | 8.3986 | 19.5215 | 29.1151 | 11.3168 | 8.2554 | 18.5214 | 29.1672 | 11.2267 | 8.1897 | 18.2331 | 29.2425 | 11.1598 | 8.141 | 18.2106 | 29.3198 | 11.0241 | 8.0419 | 18.043 | 29.4027 | 10.939 | 7.9799 | 17.8747 | 29.4881 | 10.8855 | 7.9408 | 17.7573 | 29.5887 | 10.8017 | 7.8797 | 17.6409 | 29.6958 | 10.699 | 7.8048 | 17.3884 | 29.7871 | 10.5918 | 7.7266 | 17.2141 | 30.1706 | 10.3244 | 7.5315 | 16.4801 | 29.8797 | 10.5531 | 7.6984 | 17.0653 | 30.576 | 10.1341 | 7.3927 | 15.7587 | 30.8236 | 10.3678 | 7.5631 | 15.1893 | 30.9574 | 10.5004 | 7.6599 | 14.9698 | 28.9942 | 11.513 | 8.3986 | 19.5215 | 29.1172 | 11.0173 | 8.037 | 16.9948 | 29.1715 | 10.8791 | 7.9362 | 16.3809 | 29.253 | 10.7732 | 7.8589 | 16.3712 | 29.3479 | 10.6147 | 7.7433 | 16.1648 | 29.4509 | 10.4772 | 7.643 | 15.9357 | 29.5689 | 10.3834 | 7.5746 | 15.763 | 29.6962 | 10.2995 | 7.5133 | 15.6205 | 29.8439 | 10.188 | 7.432 | 15.3368 | 29.9786 | 10.0863 | 7.3578 | 15.1602 | 30.624 | 9.5586 | 6.9728 | 13.684 | 30.1189 | 10.007 | 7.3 | 15.0271 | 31.4941 | 8.6937 | 6.342 | 9.9822 | 32.1058 | 8.3381 | 6.0825 | 6.6372 | 32.4426 | 8.0652 | 5.8834 | 4.6479 | 28.9942 | 11.513 | 8.3986 | 19.5215 | 29.1058 | 10.9844 | 8.013 | 16.7568 | 29.1468 | 10.8441 | 7.9106 | 16.1271 | 29.2173 | 10.7252 | 7.8239 | 16.1577 | 29.3072 | 10.5964 | 7.7299 | 15.98 | 29.4212 | 10.4905 | 7.6527 | 15.7809 | 29.5497 | 10.3551 | 7.5539 | 15.63 | 29.6984 | 10.2679 | 7.4903 | 15.4064 | 29.9237 | 10.043 | 7.3263 | 14.518 | 30.1335 | 9.8404 | 7.1784 | 13.716 | 30.8712 | 9.4733 | 6.9107 | 10.5661 | 30.3387 | 9.6591 | 7.0462 | 12.9565 | 31.6743 | 8.5364 | 6.2272 | 7.1864 | 32.1674 | 8.1965 | 5.9792 | 4.9746 | 32.2915 | 8.0717 | 5.8882 | 4.9609
DOUGLAS ST | RIBBLE | PENWORTHAM EAST / ROCHDALE | 352220 | 429932 | 27.8745 | 7.9939 | 5.8314 | 16.6246 | 27.8895 | 7.4832 | 5.4589 | 15.4358 | 27.9533 | 7.1096 | 5.1863 | 14.9202 | 28.0538 | 7.229 | 5.2734 | 14.7663 | 28.1431 | 7.1114 | 5.1877 | 14.4089 | 28.232 | 6.9909 | 5.0998 | 14.1647 | 28.3297 | 6.8891 | 5.0255 | 13.9302 | 28.4399 | 6.7746 | 4.942 | 13.7498 | 28.5597 | 6.6339 | 4.8394 | 13.4083 | 28.6478 | 6.5601 | 4.7855 | 13.1716 | 29.0175 | 6.1102 | 4.4573 | 12.0746 | 28.739 | 6.4788 | 4.7262 | 13.0994 | 29.5068 | 5.5383 | 4.0401 | 9.8476 | 29.8671 | 6.2413 | 4.5529 | 7.9125 | 30.2311 | 6.1236 | 4.4671 | 6.5806 | 27.8689 | 7.9939 | 5.8314 | 16.6246 | 27.9117 | 7.8048 | 5.6935 | 16.3622 | 27.9059 | 7.7 | 5.6171 | 16.3394 | 27.9441 | 7.6042 | 5.5472 | 16.3708 | 27.9708 | 7.4676 | 5.4475 | 16.38 | 27.9805 | 7.3312 | 5.348 | 16.3671 | 28.0159 | 7.1957 | 5.2492 | 16.2989 | 28.0817 | 7.0189 | 5.1202 | 16.1189 | 28.1618 | 7.0581 | 5.1488 | 15.894 | 28.1945 | 7.1091 | 5.186 | 15.7445 | 28.3596 | 7.1588 | 5.2222 | 15.5136 | 28.2306 | 7.1396 | 5.2082 | 15.6397 | 28.5705 | 7.1805 | 5.2381 | 15.4515 | 28.7967 | 7.897 | 5.7608 | 15.2575 | 28.9909 | 8.6332 | 6.2978 | 15.2113 | 27.8745 | 7.9939 | 5.8314 | 16.6246 | 27.8902 | 7.718 | 5.6302 | 16.2417 | 27.9544 | 7.1998 | 5.2521 | 15.8972 | 28.0552 | 7.4188 | 5.4119 | 15.7496 | 28.1479 | 7.3252 | 5.3436 | 15.4213 | 28.2386 | 7.2266 | 5.2717 | 15.2112 | 28.3378 | 7.1385 | 5.2075 | 15.0146 | 28.4447 | 7.038 | 5.1342 | 14.8615 | 28.5649 | 6.886 | 5.0233 | 14.5419 | 28.6499 | 6.8197 | 4.9749 | 14.312 | 28.9806 | 6.4748 | 4.7233 | 13.6154 | 28.7347 | 6.7464 | 4.9214 | 14.2291 | 29.314 | 6.3249 | 4.614 | 13.1 | 29.596 | 7.3766 | 5.3812 | 12.6835 | 29.8062 | 7.5587 | 5.514 | 12.609 | 27.8767 | 7.9939 | 5.8314 | 16.6246 | 27.8865 | 7.2691 | 5.3027 | 15.0175 | 27.9501 | 7.1432 | 5.2109 | 14.4347 | 28.0564 | 7.1526 | 5.2177 | 14.2956 | 28.1628 | 6.9853 | 5.0957 | 13.936 | 28.2834 | 6.7846 | 4.9493 | 13.6973 | 28.4188 | 6.6496 | 4.8508 | 13.4742 | 28.5612 | 6.5476 | 4.7764 | 13.3164 | 28.7354 | 6.3965 | 4.6661 | 12.9716 | 28.8753 | 6.2803 | 4.5814 | 12.7213 | 29.5233 | 5.8007 | 4.2315 | 11.5866 | 29.0228 | 6.1915 | 4.5166 | 12.6423 | 30.3197 | 5.0931 | 3.7153 | 9.4374 | 30.7813 | 5.9031 | 4.3062 | 7.6755 | 30.9526 | 5.7939 | 4.2265 | 6.6175 | 27.8767 | 7.9939 | 5.8314 | 16.6246 | 27.8752 | 7.2179 | 5.2654 | 14.8157 | 27.9257 | 7.1428 | 5.2106 | 14.2096 | 28.0242 | 7.1249 | 5.1975 | 14.0873 | 28.1374 | 6.9479 | 5.0684 | 13.7355 | 28.2647 | 6.7656 | 4.9354 | 13.5097 | 28.4059 | 6.6211 | 4.83 | 13.2951 | 28.5701 | 6.5045 | 4.7449 | 13.0984 | 28.7854 | 6.2835 | 4.5837 | 12.4015 | 28.9766 | 6.1122 | 4.4587 | 11.7864 | 29.7401 | 6.2976 | 4.594 | 9.6435 | 29.1701 | 6.0484 | 4.4122 | 11.3516 | 30.498 | 5.6025 | 4.087 | 7.6344 | 30.8072 | 5.6642 | 4.132 | 6.3131 | 30.8124 | 5.6037 | 4.0878 | 6.6683
DROYLSDEN EAST | DROYLSDEN | STALYBRIDGE | 390532 | 398053 | 31.0889 | 6.2379 | 4.5505 | 13.4219 | 31.3077 | 5.6775 | 4.1417 | 12.1342 | 31.4032 | 5.2805 | 3.8521 | 11.6971 | 30.3544 | 4.9238 | 3.5918 | 11.455 | 29.2765 | 4.7489 | 3.4643 | 10.969 | 28.1418 | 4.5649 | 3.33 | 10.5218 | 26.5256 | 4.3027 | 3.1388 | 10.1234 | 26.2608 | 4.2598 | 3.1074 | 9.6482 | 25.4446 | 4.1274 | 3.0109 | 9.2296 | 24.4817 | 3.9712 | 2.8969 | 8.7844 | 18.902 | 3.0661 | 2.2367 | 6.0283 | 23.5334 | 3.8174 | 2.7847 | 8.4475 | 9.5324 | 1.5463 | 1.128 | -1.0666 | 4.2327 | 0.68658 | 0.50085 | -6.8375 | -2.8462 | -0.46168 | -0.33679 | -10.9731 | 31.0803 | 6.2379 | 4.5505 | 13.4219 | 31.3189 | 5.8868 | 4.2944 | 12.4861 | 31.3614 | 5.6742 | 4.1393 | 12.3165 | 31.4331 | 5.4699 | 3.9902 | 12.2407 | 31.5071 | 5.2294 | 3.8148 | 11.9249 | 30.8774 | 5.0086 | 3.6537 | 11.6754 | 30.3705 | 4.9264 | 3.5937 | 11.3976 | 29.6025 | 4.8018 | 3.5029 | 10.8863 | 28.8308 | 4.6766 | 3.4115 | 10.3856 | 28.2662 | 4.5851 | 3.3447 | 10.0401 | 26.2992 | 4.266 | 3.112 | 8.9553 | 27.8057 | 4.5104 | 3.2902 | 9.7731 | 23.5914 | 3.8268 | 2.7916 | 7.7572 | 24.0483 | 3.9009 | 2.8456 | 7.0366 | 24.4848 | 3.9717 | 2.8973 | 6.5942 | 31.0889 | 6.2379 | 4.5505 | 13.4219 | 31.3078 | 5.8762 | 4.2866 | 12.534 | 31.4034 | 5.6047 | 4.0885 | 12.1891 | 31.5324 | 5.3304 | 3.8884 | 11.9911 | 30.9605 | 5.0221 | 3.6636 | 11.5925 | 29.0596 | 4.7137 | 3.4386 | 11.2925 | 27.7355 | 4.499 | 3.2819 | 11.0609 | 27.5016 | 4.461 | 3.2543 | 10.7154 | 26.8012 | 4.3474 | 3.1714 | 10.3594 | 25.8698 | 4.1963 | 3.0612 | 9.9401 | 21.669 | 3.5149 | 2.5641 | 8.5485 | 24.9325 | 4.0443 | 2.9503 | 9.5968 | 18.916 | 3.0684 | 2.2383 | 7.1117 | 19.708 | 3.1968 | 2.332 | 6.3231 | 17.0765 | 2.77 | 2.0207 | 6.0396 | 31.0917 | 6.2379 | 4.5505 | 13.4219 | 31.3142 | 5.7327 | 4.182 | 11.9869 | 31.4259 | 5.4246 | 3.9572 | 11.5712 | 31.5854 | 5.1267 | 3.7398 | 11.3714 | 29.0567 | 4.7133 | 3.4383 | 10.9314 | 27.1626 | 4.406 | 3.2141 | 10.5656 | 26.287 | 4.264 | 3.1105 | 10.2831 | 25.0968 | 4.071 | 2.9697 | 9.9501 | 23.6032 | 3.8287 | 2.793 | 9.6499 | 21.8891 | 3.5506 | 2.5901 | 9.2867 | 15.8563 | 2.572 | 1.8763 | 6.6804 | 20.9248 | 3.3942 | 2.476 | 9.0041 | 5.187 | 0.84139 | 0.61378 | -0.010607 | -1.0439 | -0.16934 | -0.12353 | -5.537 | -8.0556 | -1.3067 | -0.95322 | -9.4403 | 31.0917 | 6.2379 | 4.5505 | 13.4219 | 31.2889 | 5.7452 | 4.1911 | 11.9604 | 31.3808 | 5.4743 | 3.9935 | 11.5975 | 31.5227 | 5.1791 | 3.7781 | 11.4227 | 29.679 | 4.8142 | 3.5119 | 11.0218 | 27.7959 | 4.5088 | 3.2891 | 10.7236 | 27.0784 | 4.3924 | 3.2042 | 10.5022 | 25.7478 | 4.1765 | 3.0467 | 10.0153 | 22.92 | 3.7178 | 2.7121 | 8.5704 | 20.9137 | 3.3924 | 2.4747 | 7.0113 | 15.8578 | 2.5723 | 1.8765 | 1.2342 | 18.1435 | 2.943 | 2.1469 | 5.5448 | 4.5713 | 0.74151 | 0.54092 | -5.085 | -2.4711 | -0.40083 | -0.2924 | -8.9109 | -3.9939 | -0.64785 | -0.47259 | -8.3566
DUKINFIELD | HYDE | STALYBRIDGE | 394372 | 396438 | 23.5762 | 4.0143 | 2.9284 | 16.9398 | 23.6493 | 3.9318 | 2.8682 | 16.7442 | 23.5984 | 3.8279 | 2.7924 | 16.4025 | 23.0171 | 3.7336 | 2.7236 | 16.1644 | 22.3067 | 3.6184 | 2.6395 | 15.7937 | 21.565 | 3.4981 | 2.5518 | 15.4752 | 20.7128 | 3.3598 | 2.4509 | 15.166 | 20.1839 | 3.274 | 2.3884 | 14.9724 | 19.9381 | 3.2342 | 2.3593 | 14.6968 | 19.5029 | 3.1636 | 2.3078 | 14.5 | 18.6925 | 3.0321 | 2.2119 | 13.4895 | 19.5425 | 3.17 | 2.3125 | 14.3872 | 25.1617 | 4.9378 | 3.602 | 11.084 | 25.4237 | 8.2891 | 6.0468 | 9.0344 | 25.6645 | 8.7415 | 6.3768 | 7.4634 | 23.5717 | 4.0143 | 2.9284 | 16.9398 | 23.6474 | 3.9548 | 2.885 | 16.7141 | 23.6526 | 3.9256 | 2.8637 | 16.6546 | 23.6801 | 3.9 | 2.845 | 16.6653 | 23.7013 | 3.8547 | 2.8119 | 16.5599 | 23.4992 | 3.8118 | 2.7807 | 16.532 | 23.302 | 3.7798 | 2.7573 | 16.447 | 23.0572 | 3.7401 | 2.7284 | 16.3425 | 22.6729 | 3.6778 | 2.6829 | 16.1137 | 22.4279 | 3.638 | 2.6539 | 16.0026 | 22.9374 | 3.7207 | 2.7142 | 15.6426 | 22.58 | 3.6627 | 2.6719 | 15.9571 | 24.3438 | 5.0544 | 3.6871 | 15.2323 | 24.5548 | 7.5253 | 5.4896 | 14.9766 | 24.7344 | 7.9423 | 5.7938 | 14.7587 | 23.5762 | 4.0143 | 2.9284 | 16.9398 | 23.6496 | 3.9541 | 2.8845 | 16.7627 | 23.7181 | 3.8649 | 2.8194 | 16.4409 | 23.2422 | 3.7701 | 2.7502 | 16.2167 | 22.5259 | 3.6539 | 2.6655 | 15.8651 | 21.7656 | 3.5306 | 2.5755 | 15.576 | 20.9727 | 3.402 | 2.4817 | 15.3015 | 20.4069 | 3.3102 | 2.4147 | 15.133 | 20.2401 | 3.2831 | 2.395 | 14.8672 | 19.8053 | 3.2126 | 2.3436 | 14.6702 | 19.1566 | 3.1074 | 2.2668 | 14.0205 | 19.8688 | 3.2229 | 2.3511 | 14.5498 | 25.072 | 5.4339 | 3.964 | 13.3345 | 25.2975 | 9.202 | 6.7127 | 12.8943 | 25.4667 | 9.952 | 7.2599 | 12.5928 | 23.5781 | 4.0143 | 2.9284 | 16.9398 | 23.651 | 3.9286 | 2.8659 | 16.7663 | 23.6007 | 3.8283 | 2.7927 | 16.4462 | 22.9608 | 3.7245 | 2.7169 | 16.224 | 21.8535 | 3.5448 | 2.5859 | 15.8664 | 20.7618 | 3.3678 | 2.4567 | 15.5638 | 20.5212 | 3.3287 | 2.4283 | 15.2736 | 19.9394 | 3.2344 | 2.3594 | 15.1036 | 19.0207 | 3.0853 | 2.2507 | 14.8407 | 18.004 | 2.9204 | 2.1304 | 14.6502 | 17.5774 | 2.8512 | 2.0799 | 13.6671 | 18.0685 | 2.9309 | 2.138 | 14.5443 | 25.6779 | 4.6641 | 3.4024 | 11.3827 | 26.0081 | 7.9487 | 5.7985 | 9.4816 | 26.1828 | 8.4442 | 6.1599 | 8.1371 | 23.5781 | 4.0143 | 2.9284 | 16.9398 | 23.6448 | 3.939 | 2.8734 | 16.788 | 23.7126 | 3.857 | 2.8136 | 16.4908 | 23.1502 | 3.7552 | 2.7394 | 16.2902 | 22.2103 | 3.6027 | 2.6281 | 15.9535 | 21.0226 | 3.4101 | 2.4876 | 15.6734 | 21.5448 | 3.4948 | 2.5494 | 15.4024 | 21.9689 | 3.5636 | 2.5996 | 15.2016 | 22.2131 | 3.6032 | 2.6285 | 14.6334 | 22.9502 | 3.7228 | 2.7157 | 14.0765 | 25.2526 | 10.0172 | 7.3074 | 12.0285 | 24.8622 | 4.2194 | 3.078 | 13.5804 | 25.7676 | 9.2022 | 6.7129 | 9.776 | 26.0098 | 8.7434 | 6.3782 | 8.4169 | 26.0611 | 8.6178 | 6.2866 | 8.5141
DUMERS LANE | BURY | KEARSLEY | 380057 | 408141 | 27.8816 | 11.3085 | 8.1276 | 17.1709 | 28.0519 | 11.0951 | 7.9743 | 16.3269 | 28.1498 | 10.8966 | 7.8316 | 15.6389 | 28.2775 | 10.7526 | 7.7281 | 15.261 | 28.401 | 10.6191 | 7.6322 | 14.8852 | 28.5287 | 10.4829 | 7.5343 | 14.7346 | 28.6682 | 10.3241 | 7.4201 | 14.5678 | 28.8171 | 10.2148 | 7.3416 | 14.321 | 28.9713 | 10.1848 | 7.32 | 14.083 | 29.113 | 10.0568 | 7.228 | 13.9496 | 29.7243 | 9.965 | 7.1621 | 12.5783 | 29.2599 | 10.1052 | 7.2628 | 13.7884 | 30.4148 | 9.6421 | 6.93 | 9.5356 | 30.9186 | 9.5217 | 6.8434 | 6.9035 | 31.4118 | 9.1476 | 6.5746 | 4.9463 | 27.8858 | 11.3085 | 8.1276 | 17.1709 | 28.0641 | 11.2358 | 8.0754 | 16.9427 | 28.0837 | 11.1595 | 8.0206 | 16.6384 | 28.1391 | 11.1083 | 7.9838 | 16.5016 | 28.1911 | 11.0332 | 7.9298 | 16.3283 | 28.2121 | 10.9958 | 7.9029 | 16.3755 | 28.2404 | 10.9568 | 7.8748 | 16.3793 | 28.2961 | 10.855 | 7.8017 | 16.1047 | 28.3752 | 10.7935 | 7.7575 | 15.8403 | 28.4424 | 10.7466 | 7.7238 | 15.7262 | 28.7837 | 10.5467 | 7.5801 | 15.042 | 28.5155 | 10.7146 | 7.7008 | 15.5803 | 29.2137 | 10.4875 | 7.5375 | 14.4184 | 29.5695 | 10.8462 | 7.7954 | 13.8997 | 29.8379 | 10.9301 | 7.8557 | 13.5687 | 27.8816 | 11.3085 | 8.1276 | 17.1709 | 28.0526 | 11.2176 | 8.0623 | 16.9222 | 28.1509 | 11.0449 | 7.9382 | 16.331 | 28.2789 | 10.879 | 7.819 | 15.9613 | 28.405 | 10.7503 | 7.7265 | 15.6151 | 28.534 | 10.6277 | 7.6383 | 15.496 | 28.6742 | 10.4941 | 7.5423 | 15.3475 | 28.8207 | 10.3401 | 7.4316 | 15.157 | 28.9742 | 10.3403 | 7.4318 | 14.9079 | 29.1107 | 10.2374 | 7.3578 | 14.7757 | 29.6719 | 10.2215 | 7.3464 | 13.9356 | 29.2495 | 10.2352 | 7.3562 | 14.5954 | 30.1823 | 10.3646 | 7.4493 | 13.1148 | 30.5849 | 10.7317 | 7.7131 | 12.4532 | 30.8974 | 10.6876 | 7.6814 | 12.0814 | 27.8817 | 11.3085 | 8.1276 | 17.1709 | 28.0727 | 11.0282 | 7.9262 | 16.07 | 28.1857 | 10.8196 | 7.7762 | 15.3802 | 28.3339 | 10.6203 | 7.6331 | 14.7869 | 28.49 | 10.3286 | 7.4233 | 14.0792 | 28.6672 | 10.0915 | 7.253 | 13.5475 | 28.8643 | 10.0128 | 7.1964 | 12.9829 | 29.0671 | 9.8938 | 7.1108 | 12.7257 | 29.2937 | 9.907 | 7.1204 | 12.3098 | 29.5042 | 9.8762 | 7.0982 | 12.1805 | 30.3443 | 9.5664 | 6.8756 | 10.891 | 29.7105 | 9.8378 | 7.0706 | 11.9942 | 31.4945 | 9.1574 | 6.5816 | 8.0588 | 32.27 | 9.0484 | 6.5033 | 5.5383 | 32.6683 | 8.7367 | 6.2793 | 3.9431 | 27.8817 | 11.3085 | 8.1276 | 17.1709 | 28.0657 | 11.0141 | 7.9161 | 15.9465 | 28.1743 | 10.7763 | 7.7451 | 15.2609 | 28.3239 | 10.5305 | 7.5685 | 14.6858 | 28.492 | 10.3138 | 7.4127 | 13.985 | 28.6788 | 10.14 | 7.2878 | 13.4608 | 28.8932 | 10.1557 | 7.2991 | 12.9028 | 29.1706 | 10.1519 | 7.2964 | 12.5957 | 29.545 | 10.0249 | 7.2051 | 11.8099 | 29.7983 | 9.9223 | 7.1314 | 11.3048 | 30.8242 | 10.1626 | 7.3041 | 8.7155 | 30.0555 | 9.8537 | 7.0821 | 10.7402 | 31.9268 | 9.2679 | 6.661 | 5.8787 | 32.4994 | 8.746 | 6.2859 | 4.0636 | 32.592 | 8.638 | 6.2083 | 4.1953
DUMPLINGTON | BARTON | CARRINGTON | 376770 | 397157 | 24.9762 | 4.1121 | 2.9555 | 24.9762 | 22.9202 | 3.7736 | 2.7122 | 22.9202 | 22.3174 | 3.6744 | 2.6409 | 22.3174 | 21.6429 | 3.5633 | 2.561 | 21.6429 | 20.8497 | 3.4327 | 2.4672 | 20.8497 | 20.1045 | 3.3101 | 2.379 | 20.1045 | 19.3845 | 3.1915 | 2.2938 | 19.3845 | 18.7919 | 3.0939 | 2.2237 | 18.7919 | 18.2356 | 3.0023 | 2.1578 | 18.2356 | 17.7765 | 2.9268 | 2.1035 | 17.7765 | 16.6922 | 2.7482 | 1.9752 | 16.6922 | 17.9768 | 2.9597 | 2.1272 | 17.9768 | 13.7717 | 2.2674 | 1.6296 | 13.7717 | 13.9003 | 2.2886 | 1.6449 | 13.9003 | 14.7351 | 2.426 | 1.7436 | 14.7351 | 24.9762 | 4.1121 | 2.9555 | 24.9762 | 24.6571 | 4.0596 | 2.9177 | 24.6571 | 24.9135 | 4.1018 | 2.9481 | 24.9135 | 24.9254 | 4.1038 | 2.9495 | 24.9254 | 24.8651 | 4.0939 | 2.9423 | 24.8651 | 24.9158 | 4.1022 | 2.9483 | 24.9158 | 24.923 | 4.1034 | 2.9492 | 24.923 | 24.9107 | 4.1014 | 2.9477 | 24.9107 | 24.341 | 4.0076 | 2.8803 | 24.341 | 24.3184 | 4.0038 | 2.8776 | 24.3184 | 24.0753 | 3.9638 | 2.8489 | 24.0753 | 24.4185 | 4.0203 | 2.8895 | 24.4185 | 23.4471 | 3.8604 | 2.7745 | 23.4471 | 24.1567 | 3.9772 | 2.8585 | 24.1567 | 26.2868 | 4.3279 | 3.1106 | 26.2868 | 24.9762 | 4.1121 | 2.9555 | 24.9762 | 24.4933 | 4.0326 | 2.8983 | 24.4933 | 24.0809 | 3.9647 | 2.8495 | 24.0809 | 23.4327 | 3.858 | 2.7728 | 23.4327 | 22.6684 | 3.7322 | 2.6824 | 22.6684 | 21.9081 | 3.607 | 2.5924 | 21.9081 | 21.234 | 3.496 | 2.5127 | 21.234 | 20.2937 | 3.3412 | 2.4014 | 20.2937 | 19.9906 | 3.2913 | 2.3655 | 19.9906 | 19.4087 | 3.1955 | 2.2967 | 19.4087 | 18.6756 | 3.0748 | 2.2099 | 18.6756 | 19.7004 | 3.2435 | 2.3312 | 19.7004 | 16.6506 | 2.7414 | 1.9703 | 16.6506 | 17.6841 | 2.9115 | 2.0926 | 17.6841 | 19.3713 | 3.1893 | 2.2922 | 19.3713 | 24.9762 | 4.1121 | 2.9555 | 24.9762 | 22.1746 | 3.6509 | 2.624 | 22.1746 | 21.5501 | 3.5481 | 2.5501 | 21.5501 | 20.9059 | 3.442 | 2.4738 | 20.9059 | 19.8363 | 3.2659 | 2.3473 | 19.8363 | 18.6804 | 3.0756 | 2.2105 | 18.6804 | 18.3686 | 3.0242 | 2.1736 | 18.3686 | 18.4276 | 3.034 | 2.1806 | 18.4276 | 17.8778 | 2.9434 | 2.1155 | 17.8778 | 17.6084 | 2.8991 | 2.0836 | 17.6084 | 15.3989 | 2.5353 | 1.8222 | 15.3989 | 17.3885 | 2.8629 | 2.0576 | 17.3885 | 13.2573 | 2.1827 | 1.5688 | 13.2573 | 14.0249 | 2.3091 | 1.6596 | 14.0249 | 15.3529 | 2.5277 | 1.8167 | 15.3529 | 24.9762 | 4.1121 | 2.9555 | 24.9762 | 21.8042 | 3.5899 | 2.5801 | 21.8042 | 21.1204 | 3.4773 | 2.4992 | 21.1204 | 20.3174 | 3.3451 | 2.4042 | 20.3174 | 18.6724 | 3.0743 | 2.2095 | 18.6724 | 17.9981 | 2.9632 | 2.1297 | 17.9981 | 18.1801 | 2.9932 | 2.1513 | 18.1801 | 17.9567 | 2.9564 | 2.1248 | 17.9567 | 16.6414 | 2.7399 | 1.9692 | 16.6414 | 15.8998 | 2.6178 | 1.8815 | 15.8998 | 13.8418 | 2.2789 | 1.6379 | 13.8418 | 15.5659 | 2.5628 | 1.8419 | 15.5659 | 12.1842 | 2.006 | 1.4418 | 12.1842 | 13.7795 | 2.2687 | 1.6306 | 13.7795 | 13.9984 | 2.3047 | 1.6564 | 13.9984
EASTLANDS | STUART ST | STALYBRIDGE | 386458 | 398693 | 31.208 | 10.4959 | 7.6566 | 15.8657 | 31.2474 | 9.5673 | 6.9792 | 10.7594 | 31.3465 | 8.5038 | 6.2034 | 5.1842 | 31.4848 | 7.3935 | 5.3934 | -0.06619 | 31.6129 | 6.4806 | 4.7275 | -5.4399 | 31.715 | 5.4939 | 4.0078 | -10.7309 | 31.8228 | 5.3088 | 3.8727 | -10.9809 | 31.9328 | 5.3476 | 3.901 | -11.2575 | 32.053 | 5.3177 | 3.8792 | -11.5977 | 32.1634 | 5.2763 | 3.849 | -11.8749 | 30.7743 | 4.9919 | 3.6415 | -13.0862 | 32.2323 | 5.2284 | 3.814 | -12.1532 | 27.7438 | 4.5003 | 3.2829 | -14.9174 | 26.2049 | 4.2507 | 3.1008 | -16.2556 | 24.6949 | 4.0057 | 2.9221 | -17.3636 | 31.2041 | 10.4959 | 7.6566 | 15.8657 | 31.2533 | 10.0267 | 7.3144 | 13.221 | 31.2644 | 9.2876 | 6.7752 | 9.1386 | 31.3171 | 8.5405 | 6.2302 | 5.0892 | 31.3565 | 7.7704 | 5.6684 | 0.95318 | 31.3805 | 7.0171 | 5.1189 | -3.0857 | 31.4342 | 6.9502 | 5.0701 | -3.169 | 31.5155 | 6.8791 | 5.0182 | -3.3577 | 31.6161 | 6.7722 | 4.9403 | -3.6491 | 31.6882 | 6.6868 | 4.878 | -3.852 | 31.9005 | 6.5878 | 4.8057 | -4.6413 | 31.7535 | 6.6684 | 4.8645 | -4.0638 | 32.1123 | 6.2588 | 4.5657 | -5.5103 | 32.2684 | 6.4794 | 4.7266 | -6.085 | 32.397 | 6.5163 | 4.7536 | -6.6109 | 31.208 | 10.4959 | 7.6566 | 15.8657 | 31.2474 | 9.8734 | 7.2025 | 12.3619 | 31.3466 | 8.8787 | 6.4769 | 6.9929 | 31.4848 | 7.7788 | 5.6745 | 1.7447 | 31.6131 | 6.8652 | 5.0081 | -3.6097 | 31.7153 | 5.8683 | 4.2809 | -8.876 | 31.8231 | 5.6875 | 4.149 | -9.0991 | 31.933 | 5.6822 | 4.1451 | -9.354 | 32.0533 | 5.6648 | 4.1324 | -9.6813 | 32.1635 | 5.6289 | 4.1062 | -9.9568 | 32.5545 | 5.4051 | 3.9429 | -11.0159 | 32.2723 | 5.5826 | 4.0724 | -10.2393 | 31.4548 | 5.1023 | 3.722 | -12.1536 | 30.9719 | 5.0239 | 3.6649 | -12.9049 | 30.3111 | 4.9168 | 3.5867 | -13.5224 | 31.2098 | 10.4959 | 7.6566 | 15.8657 | 31.2433 | 9.4017 | 6.8584 | 9.8181 | 31.3435 | 8.3239 | 6.0721 | 4.1572 | 31.4899 | 7.3198 | 5.3397 | -1.0602 | 31.6046 | 6.2791 | 4.5805 | -6.4057 | 31.7076 | 5.2802 | 3.8519 | -11.6604 | 31.8165 | 5.2682 | 3.8431 | -11.8569 | 31.9276 | 5.2385 | 3.8214 | -12.0756 | 31.9222 | 5.1781 | 3.7774 | -12.3758 | 31.4788 | 5.1062 | 3.7249 | -12.6152 | 29.0854 | 4.7179 | 3.4417 | -13.701 | 30.9677 | 5.0233 | 3.6644 | -12.8525 | 25.7172 | 4.1716 | 3.0431 | -15.3809 | 24.3223 | 3.9453 | 2.8781 | -16.5569 | 23.0783 | 3.7435 | 2.7309 | -17.4904 | 31.2098 | 10.4959 | 7.6566 | 15.8657 | 31.2375 | 9.3334 | 6.8086 | 9.3423 | 31.329 | 8.2997 | 6.0545 | 3.6376 | 31.4669 | 7.2884 | 5.3168 | -1.5604 | 31.5726 | 6.3206 | 4.6108 | -6.8892 | 31.6675 | 5.3111 | 3.8744 | -12.1243 | 31.7691 | 5.3659 | 3.9143 | -12.3016 | 31.8747 | 5.3304 | 3.8884 | -12.5207 | 32.0214 | 5.2292 | 3.8147 | -12.9499 | 31.433 | 5.0987 | 3.7195 | -13.3319 | 28.514 | 4.6253 | 3.3741 | -14.828 | 30.6669 | 4.9745 | 3.6288 | -13.7204 | 24.9549 | 4.0479 | 2.9529 | -16.4186 | 23.7986 | 3.8604 | 2.8161 | -17.3715 | 22.8358 | 3.7042 | 2.7022 | -17.7185
EASTON | - | HARKER / HUTTON | 343201 | 571738 | 2.442 | 2.442 | 2.442 | 0.46891 | 2.4543 | 2.4543 | 2.4543 | 0.39255 | 2.4746 | 2.4746 | 2.4746 | 0.30252 | 2.4951 | 2.4951 | 2.4951 | 0.30384 | 2.5142 | 2.5142 | 2.5142 | 0.21318 | 2.5342 | 2.5342 | 2.5342 | 0.11539 | 2.5554 | 2.5554 | 2.5554 | 0.070556 | 2.5778 | 2.5778 | 2.5778 | 0.013098 | 2.6064 | 2.6064 | 2.6064 | -0.080874 | 2.6277 | 2.6277 | 2.6277 | -0.14387 | 2.7018 | 2.7018 | 2.7018 | -0.41363 | 2.6481 | 2.6481 | 2.6481 | -0.18796 | 2.7488 | 2.7488 | 2.7488 | -0.69724 | 2.7641 | 2.7641 | 2.7641 | -0.86041 | 2.7607 | 2.7607 | 2.7607 | -0.92809 | 2.4399 | 2.4399 | 2.4399 | 0.46891 | 2.452 | 2.452 | 2.452 | 0.39715 | 2.4556 | 2.4556 | 2.4556 | 0.35933 | 2.4643 | 2.4643 | 2.4643 | 0.4048 | 2.473 | 2.473 | 2.473 | 0.36346 | 2.477 | 2.477 | 2.477 | 0.32416 | 2.4854 | 2.4854 | 2.4854 | 0.31627 | 2.4982 | 2.4982 | 2.4982 | 0.27626 | 2.5141 | 2.5141 | 2.5141 | 0.19451 | 2.5203 | 2.5203 | 2.5203 | 0.17126 | 2.5539 | 2.5539 | 2.5539 | 0.035476 | 2.5262 | 2.5262 | 2.5262 | 0.16261 | 2.5895 | 2.5895 | 2.5895 | -0.2057 | 2.6056 | 2.6056 | 2.6056 | -0.45685 | 2.6116 | 2.6116 | 2.6116 | -0.59551 | 2.442 | 2.442 | 2.442 | 0.46891 | 2.4543 | 2.4543 | 2.4543 | 0.40253 | 2.4746 | 2.4746 | 2.4746 | 0.32681 | 2.4951 | 2.4951 | 2.4951 | 0.3514 | 2.5142 | 2.5142 | 2.5142 | 0.2946 | 2.5342 | 2.5342 | 2.5342 | 0.24356 | 2.5554 | 2.5554 | 2.5554 | 0.24257 | 2.5778 | 2.5778 | 2.5778 | 0.21775 | 2.6064 | 2.6064 | 2.6064 | 0.12596 | 2.6277 | 2.6277 | 2.6277 | 0.059943 | 2.7018 | 2.7018 | 2.7018 | -0.19161 | 2.6481 | 2.6481 | 2.6481 | 0.010069 | 2.7488 | 2.7488 | 2.7488 | -0.40187 | 2.7641 | 2.7641 | 2.7641 | -0.59159 | 2.7607 | 2.7607 | 2.7607 | -0.56745 | 2.443 | 2.443 | 2.443 | 0.46891 | 2.4552 | 2.4552 | 2.4552 | 0.39528 | 2.4768 | 2.4768 | 2.4768 | 0.31049 | 2.5024 | 2.5024 | 2.5024 | 0.316 | 2.5331 | 2.5331 | 2.5331 | 0.23141 | 2.5593 | 2.5593 | 2.5593 | 0.14387 | 2.5877 | 2.5877 | 2.5877 | 0.11314 | 2.6182 | 2.6182 | 2.6182 | 0.073149 | 2.6549 | 2.6549 | 2.6549 | -0.0042115 | 2.6818 | 2.6818 | 2.6818 | -0.056466 | 2.7513 | 2.7513 | 2.7513 | -0.28676 | 2.7026 | 2.7026 | 2.7026 | -0.089877 | 2.7971 | 2.7971 | 2.7971 | -0.52928 | 2.804 | 2.804 | 2.804 | -0.65968 | 2.7991 | 2.7991 | 2.7991 | -0.70453 | 2.443 | 2.443 | 2.443 | 0.46891 | 2.4535 | 2.4535 | 2.4535 | 0.39954 | 2.4732 | 2.4732 | 2.4732 | 0.31707 | 2.4973 | 2.4973 | 2.4973 | 0.31382 | 2.5264 | 2.5264 | 2.5264 | 0.22593 | 2.5521 | 2.5521 | 2.5521 | 0.14567 | 2.5788 | 2.5788 | 2.5788 | 0.12245 | 2.6064 | 2.6064 | 2.6064 | 0.087065 | 2.6356 | 2.6356 | 2.6356 | -0.011915 | 2.6573 | 2.6573 | 2.6573 | -0.092273 | 2.7278 | 2.7278 | 2.7278 | -0.40276 | 2.6774 | 2.6774 | 2.6774 | -0.15502 | 2.7717 | 2.7717 | 2.7717 | -0.60911 | 2.7764 | 2.7764 | 2.7764 | -0.69278 | 2.767 | 2.767 | 2.767 | -0.62765
EGREMONT | EGREMONT | HARKER / HUTTON | 301070 | 513074 | 19.9671 | 18.0633 | 12.9824 | 6.471 | 20.1727 | 17.7941 | 12.789 | 5.0433 | 20.2729 | 17.5938 | 12.645 | 4.1839 | 20.398 | 17.4944 | 12.5736 | 4.1067 | 20.5368 | 17.3032 | 12.4362 | 3.3272 | 20.6947 | 17.18 | 12.3476 | 2.405 | 20.8808 | 17.0128 | 12.2275 | 1.8256 | 21.0828 | 16.8516 | 12.1116 | 1.2737 | 21.3244 | 16.672 | 11.9825 | 0.54984 | 21.496 | 16.5268 | 11.8781 | -0.003698 | 22.1238 | 15.7167 | 11.2959 | -3.0092 | 21.6616 | 16.4304 | 11.8088 | -0.35738 | 22.7278 | 14.0326 | 10.0855 | -9.5938 | 23.0445 | 14.1668 | 10.1819 | -14.0412 | 23.1478 | 13.2429 | 9.5179 | -17.5076 | 19.9572 | 18.0633 | 12.9824 | 6.471 | 20.1961 | 17.9088 | 12.8714 | 5.6397 | 20.2636 | 17.8513 | 12.83 | 5.3165 | 20.3565 | 17.8641 | 12.8393 | 5.616 | 20.463 | 17.7619 | 12.7658 | 5.2515 | 20.5853 | 17.6274 | 12.6691 | 4.8625 | 20.7401 | 17.5766 | 12.6327 | 4.7077 | 20.9332 | 17.5169 | 12.5898 | 4.3806 | 21.1543 | 17.4291 | 12.5267 | 3.8346 | 21.221 | 17.4024 | 12.5075 | 3.5881 | 21.5079 | 17.1887 | 12.3539 | 2.5749 | 21.2878 | 17.3696 | 12.4838 | 3.453 | 21.8272 | 16.8832 | 12.1343 | 1.228 | 22.0019 | 17.0798 | 12.2756 | 0.24966 | 22.0931 | 17.2387 | 12.3898 | -0.24524 | 19.9671 | 18.0633 | 12.9824 | 6.471 | 20.1762 | 17.9075 | 12.8705 | 5.6319 | 20.2768 | 17.7545 | 12.7605 | 4.9777 | 20.402 | 17.6952 | 12.7179 | 5.0449 | 20.5407 | 17.5679 | 12.6264 | 4.5403 | 20.6983 | 17.466 | 12.5532 | 4.0157 | 20.8779 | 17.376 | 12.4885 | 3.8512 | 21.0753 | 17.2672 | 12.4103 | 3.5917 | 21.3121 | 17.1094 | 12.2968 | 3.0417 | 21.4792 | 16.9591 | 12.1888 | 2.4711 | 22.0921 | 16.2968 | 11.7128 | 0.28033 | 21.6405 | 16.817 | 12.0867 | 1.9724 | 22.6307 | 15.2925 | 10.991 | -1.7145 | 22.8646 | 16.2565 | 11.6839 | -2.6615 | 22.9212 | 16.001 | 11.5002 | -2.4515 | 19.97 | 18.0633 | 12.9824 | 6.471 | 20.1846 | 17.7538 | 12.76 | 4.8445 | 20.2972 | 17.564 | 12.6236 | 3.9757 | 20.4516 | 17.4523 | 12.5433 | 3.9072 | 20.6388 | 17.2722 | 12.4138 | 3.1738 | 20.8542 | 17.0283 | 12.2385 | 2.3362 | 21.0967 | 15.1002 | 10.8528 | 1.8601 | 21.3562 | 11.2191 | 8.0634 | 1.3239 | 21.6757 | 7.2198 | 5.189 | 0.76597 | 20.3904 | 3.3571 | 2.4128 | 0.25929 | 2.6844 | 0.44197 | 0.31765 | -2.5524 | 2.6844 | 0.44197 | 0.31765 | -0.036199 | 2.6844 | 0.44197 | 0.31765 | -8.7742 | 2.6844 | 0.44197 | 0.31765 | -13.0532 | 2.6844 | 0.44197 | 0.31765 | -16.3748 | 19.97 | 18.0633 | 12.9824 | 6.471 | 20.1616 | 17.7515 | 12.7583 | 4.7823 | 20.2519 | 17.5951 | 12.6459 | 3.9121 | 20.3846 | 17.4828 | 12.5652 | 3.8167 | 20.5518 | 17.2286 | 12.3825 | 3.1141 | 20.7512 | 17.0642 | 12.2644 | 2.4317 | 20.9819 | 16.8988 | 12.1455 | 2.0928 | 21.2308 | 16.6659 | 11.9781 | 1.5727 | 21.5864 | 16.3087 | 11.7214 | 0.20148 | 21.874 | 15.915 | 11.4384 | -1.2736 | 22.8547 | 15.4931 | 11.1352 | -6.7562 | 22.1443 | 15.5908 | 11.2054 | -2.6162 | 23.6831 | 14.0224 | 10.0782 | -12.05 | 24.1094 | 13.1054 | 9.4191 | -14.9937 | 24.2195 | 12.9426 | 9.3021 | -14.2881
EMBLETON | STAINBURN & SIDDICK | HARKER / HUTTON | 315767 | 529389 | 28.8236 | 18.4205 | 13.2392 | 14.7984 | 28.9508 | 18.1938 | 13.0762 | 13.7354 | 29.0715 | 18.0273 | 12.9566 | 13.192 | 29.2291 | 17.8378 | 12.8204 | 12.6964 | 29.3958 | 17.6533 | 12.6878 | 12.241 | 29.5845 | 17.4781 | 12.5618 | 11.6567 | 29.8011 | 17.3102 | 12.4411 | 11.0992 | 30.0416 | 17.1724 | 12.3422 | 10.6734 | 30.3178 | 17.0107 | 12.2259 | 10.1187 | 30.5138 | 16.8699 | 12.1247 | 9.6891 | 31.1693 | 16.2655 | 11.6904 | 7.6532 | 30.6995 | 16.755 | 12.0421 | 9.3112 | 31.8094 | 15.3893 | 11.0606 | 4.0517 | 32.1785 | 15.6645 | 11.2584 | 1.6775 | 32.4513 | 14.9815 | 10.7675 | -0.26103 | 28.8144 | 18.4205 | 13.2392 | 14.7984 | 28.9538 | 18.269 | 13.1303 | 14.0389 | 28.9966 | 18.2207 | 13.0956 | 13.941 | 29.0718 | 18.1444 | 13.0407 | 13.7994 | 29.1475 | 18.0728 | 12.9893 | 13.7066 | 29.2282 | 17.9914 | 12.9308 | 13.5473 | 29.3428 | 17.8996 | 12.8648 | 13.3231 | 29.4827 | 17.8161 | 12.8048 | 13.0371 | 29.6063 | 17.6997 | 12.7211 | 12.5853 | 29.6608 | 17.6399 | 12.6781 | 12.3654 | 29.8908 | 17.3887 | 12.4976 | 11.4639 | 29.7147 | 17.5805 | 12.6355 | 12.1483 | 30.1677 | 17.0698 | 12.2684 | 10.4105 | 30.4046 | 17.4046 | 12.509 | 9.6472 | 30.5912 | 17.7918 | 12.7873 | 9.2129 | 28.8236 | 18.4205 | 13.2392 | 14.7984 | 28.9512 | 18.239 | 13.1087 | 13.9119 | 29.0721 | 18.1061 | 13.0132 | 13.4618 | 29.2299 | 17.9499 | 12.901 | 13.0719 | 29.3986 | 17.8057 | 12.7973 | 12.7675 | 29.5883 | 17.6532 | 12.6877 | 12.4027 | 29.8057 | 17.5145 | 12.588 | 12.0918 | 30.0443 | 17.4146 | 12.5162 | 11.8603 | 30.3207 | 17.2652 | 12.4089 | 11.3706 | 30.515 | 17.1225 | 12.3063 | 10.932 | 31.1468 | 16.604 | 11.9336 | 9.3109 | 30.697 | 16.998 | 12.2168 | 10.4999 | 31.6919 | 16.1845 | 11.6321 | 7.9251 | 32.0133 | 16.7779 | 12.0586 | 7.1429 | 32.1922 | 16.4674 | 11.8355 | 7.1384 | 28.8274 | 18.4205 | 13.2392 | 14.7984 | 28.9585 | 18.1508 | 13.0453 | 13.5846 | 29.095 | 17.9888 | 12.9289 | 13.048 | 29.2883 | 17.7963 | 12.7905 | 12.5912 | 29.5135 | 17.5965 | 12.647 | 12.1796 | 29.7752 | 17.3813 | 12.4923 | 11.6575 | 30.0727 | 17.1674 | 12.3386 | 11.1904 | 30.3928 | 16.9661 | 12.1938 | 10.8714 | 30.7615 | 16.7846 | 12.0634 | 10.4055 | 31.0173 | 16.5167 | 11.8709 | 10.0301 | 31.9789 | 15.7607 | 11.3275 | 8.1556 | 31.2612 | 16.3615 | 11.7593 | 9.7072 | 32.7535 | 14.68 | 10.5508 | 4.7511 | 33.0636 | 14.7986 | 10.636 | 2.5879 | 33.2309 | 14.0851 | 10.1232 | 0.93005 | 28.8274 | 18.4205 | 13.2392 | 14.7984 | 28.9433 | 18.1472 | 13.0427 | 13.5219 | 29.0648 | 18.0116 | 12.9453 | 12.9823 | 29.2462 | 17.83 | 12.8147 | 12.5308 | 29.4665 | 17.6533 | 12.6878 | 12.1424 | 29.7214 | 17.468 | 12.5546 | 11.6849 | 30.0154 | 17.3083 | 12.4398 | 11.2955 | 30.3356 | 17.1847 | 12.351 | 11.0374 | 30.7577 | 16.9561 | 12.1867 | 10.2029 | 31.0696 | 16.7433 | 12.0338 | 9.3669 | 32.1192 | 16.7051 | 12.0063 | 6.1231 | 31.3563 | 16.5774 | 11.9145 | 8.5323 | 32.6905 | 15.5452 | 11.1726 | 3.2448 | 32.9155 | 14.8584 | 10.6791 | 1.7673 | 32.885 | 14.5346 | 10.4463 | 2.0862
EXCHANGE ST | LOWER DARWEN | ROCHDALE | 369100 | 423028 | 23.6896 | 16.0394 | 11.7005 | 11.4166 | 23.8187 | 15.564 | 11.3538 | 8.9372 | 23.9053 | 15.3035 | 11.1637 | 8.1977 | 24.0158 | 15.1339 | 11.04 | 8.0824 | 24.1203 | 14.9337 | 10.8939 | 7.7141 | 24.2427 | 14.8517 | 10.8341 | 7.5211 | 24.384 | 14.7689 | 10.7737 | 7.3748 | 24.5534 | 14.696 | 10.7205 | 7.0824 | 24.7432 | 14.6148 | 10.6613 | 6.7639 | 24.8958 | 14.5103 | 10.5851 | 6.4979 | 25.5502 | 13.9202 | 10.1546 | 4.7659 | 25.0636 | 14.4193 | 10.5187 | 6.3726 | 26.4968 | 12.8983 | 9.4091 | 0.046272 | 27.2652 | 12.3473 | 9.0072 | -3.8868 | 28.0846 | 11.6994 | 8.5346 | -6.7005 | 23.6771 | 16.0394 | 11.7005 | 11.4166 | 23.8263 | 15.8351 | 11.5515 | 10.3547 | 23.8538 | 15.7216 | 11.4687 | 10.0766 | 23.9109 | 15.6318 | 11.4032 | 10.0658 | 23.9679 | 15.4997 | 11.3068 | 9.8268 | 24.0292 | 15.3938 | 11.2295 | 9.7458 | 24.1195 | 15.3001 | 11.1612 | 9.6399 | 24.2409 | 15.2353 | 11.114 | 9.3197 | 24.3952 | 15.1498 | 11.0516 | 8.9327 | 24.465 | 15.104 | 11.0182 | 8.7345 | 24.8412 | 14.965 | 10.9167 | 8.0812 | 24.5426 | 15.087 | 11.0058 | 8.6457 | 25.4044 | 14.9525 | 10.9076 | 7.1747 | 26.0436 | 15.1119 | 11.0239 | 6.4128 | 26.5857 | 15.1106 | 11.023 | 5.8681 | 23.6896 | 16.0394 | 11.7005 | 11.4166 | 23.8205 | 15.7562 | 11.4939 | 9.9252 | 23.908 | 15.5619 | 11.3522 | 9.4134 | 24.0193 | 15.4074 | 11.2395 | 9.3149 | 24.1322 | 15.2654 | 11.1359 | 8.9972 | 24.259 | 15.1247 | 11.0332 | 8.8621 | 24.4039 | 15.0338 | 10.9669 | 8.7797 | 24.5651 | 14.956 | 10.9102 | 8.5546 | 24.7561 | 14.8912 | 10.8629 | 8.2685 | 24.901 | 14.8029 | 10.7985 | 8.0158 | 25.4651 | 14.3903 | 10.4975 | 7.2095 | 25.0528 | 14.7141 | 10.7338 | 7.8817 | 26.0521 | 14.0926 | 10.2804 | 6.218 | 26.6512 | 14.1463 | 10.3195 | 5.2282 | 27.1743 | 14.0075 | 10.2183 | 4.3635 | 23.693 | 16.0394 | 11.7005 | 11.4166 | 23.8257 | 15.4179 | 11.2471 | 8.1834 | 23.9249 | 15.1456 | 11.0485 | 7.3121 | 24.0569 | 15.0043 | 10.9455 | 7.2295 | 24.2095 | 14.8369 | 10.8233 | 6.8732 | 24.4171 | 14.697 | 10.7213 | 6.7003 | 24.6618 | 14.5745 | 10.6319 | 6.5867 | 24.9367 | 14.4154 | 10.5158 | 6.328 | 25.2338 | 14.2197 | 10.3731 | 6.0206 | 25.4631 | 14.0693 | 10.2633 | 5.6932 | 26.6964 | 13.164 | 9.603 | 3.3779 | 25.7233 | 13.9387 | 10.1681 | 5.4439 | 28.3828 | 11.891 | 8.6743 | -1.8815 | 29.4842 | 11.2507 | 8.2072 | -5.9386 | 29.9928 | 10.8027 | 7.8804 | -8.0726 | 23.693 | 16.0394 | 11.7005 | 11.4166 | 23.8156 | 15.3726 | 11.2141 | 7.8359 | 23.903 | 15.1467 | 11.0493 | 6.9294 | 24.0329 | 15.1222 | 11.0315 | 6.881 | 24.2231 | 14.9737 | 10.9231 | 6.5294 | 24.4703 | 14.7941 | 10.7921 | 6.3704 | 24.7746 | 14.6591 | 10.6936 | 6.2565 | 25.1225 | 14.553 | 10.6162 | 5.8236 | 25.4784 | 14.2696 | 10.4095 | 4.7199 | 25.8226 | 13.9648 | 10.1871 | 3.6012 | 27.3067 | 13.3531 | 9.7409 | -0.54104 | 26.1838 | 13.6993 | 9.9935 | 2.6438 | 28.9047 | 11.8521 | 8.6459 | -5.4488 | 29.6607 | 11.1117 | 8.1058 | -8.2642 | 29.8122 | 10.9634 | 7.9976 | -8.0224
FAILSWORTH | CHADDERTON | WHITEGATE | 389631 | 401496 | 28.5172 | 9.9667 | 7.2706 | 14.7399 | 28.6916 | 9.6958 | 7.0729 | 13.4374 | 28.7746 | 9.4009 | 6.8578 | 13.0127 | 28.8885 | 9.1365 | 6.665 | 12.7229 | 29.0049 | 8.8885 | 6.484 | 12.3634 | 29.1318 | 8.7989 | 6.4187 | 12.0917 | 29.2747 | 8.6924 | 6.341 | 11.7293 | 29.4331 | 8.5836 | 6.2616 | 11.3455 | 29.6092 | 8.4718 | 6.1801 | 10.9892 | 29.7321 | 8.3668 | 6.1035 | 10.7284 | 30.1682 | 7.7868 | 5.6803 | 8.5581 | 29.8489 | 8.2663 | 6.0302 | 10.4511 | 30.6074 | 6.8141 | 4.9708 | 3.1688 | 30.8837 | 6.2287 | 4.5437 | -1.2445 | 31.0945 | 5.6184 | 4.0986 | -4.3917 | 28.5107 | 9.9667 | 7.2706 | 14.7399 | 28.7038 | 9.7976 | 7.1472 | 13.8973 | 28.7421 | 9.6129 | 7.0124 | 13.7511 | 28.8109 | 9.4765 | 6.913 | 13.6355 | 28.8763 | 9.3255 | 6.8028 | 13.4507 | 28.9439 | 9.1911 | 6.7047 | 13.3744 | 29.0397 | 9.041 | 6.5953 | 13.1174 | 29.1654 | 8.9604 | 6.5365 | 12.7118 | 29.3139 | 8.868 | 6.4691 | 12.3082 | 29.363 | 8.8111 | 6.4276 | 12.0947 | 29.5515 | 8.6423 | 6.3044 | 11.2123 | 29.4098 | 8.7681 | 6.3962 | 11.8771 | 29.7669 | 8.6234 | 6.2907 | 10.3535 | 29.9466 | 8.7947 | 6.4156 | 9.7974 | 30.0932 | 8.7038 | 6.3493 | 9.3998 | 28.5172 | 9.9667 | 7.2706 | 14.7399 | 28.6918 | 9.7848 | 7.1379 | 13.842 | 28.7749 | 9.5848 | 6.992 | 13.5008 | 28.8889 | 9.3821 | 6.8441 | 13.2462 | 29.0063 | 9.1835 | 6.6992 | 12.942 | 29.1336 | 9.0214 | 6.581 | 12.7573 | 29.2769 | 8.8526 | 6.4578 | 12.5005 | 29.4345 | 8.7613 | 6.3913 | 12.1963 | 29.6107 | 8.6602 | 6.3175 | 11.8779 | 29.7327 | 8.5583 | 6.2431 | 11.6244 | 30.1572 | 8.1744 | 5.9631 | 10.4913 | 29.8477 | 8.4549 | 6.1678 | 11.338 | 30.5498 | 8.032 | 5.8592 | 9.4073 | 30.8028 | 8.2125 | 5.9909 | 8.7192 | 30.9677 | 8.2226 | 5.9983 | 8.3627 | 28.5195 | 9.9667 | 7.2706 | 14.7399 | 28.6935 | 9.6371 | 7.0301 | 13.2139 | 28.7843 | 9.3903 | 6.8501 | 12.793 | 28.9166 | 9.1653 | 6.6859 | 12.5345 | 29.0637 | 8.9314 | 6.5154 | 12.2104 | 29.2279 | 8.7282 | 6.3671 | 11.9935 | 29.4111 | 8.5306 | 6.223 | 11.7086 | 29.6077 | 8.3959 | 6.1247 | 11.417 | 29.8491 | 8.266 | 6.03 | 11.1343 | 30.0231 | 8.1364 | 5.9354 | 10.9284 | 30.6795 | 7.4431 | 5.4296 | 8.9364 | 30.186 | 8.0168 | 5.8482 | 10.7098 | 31.4235 | 6.3504 | 4.6326 | 3.7597 | 31.8515 | 5.9084 | 4.3101 | -0.45125 | 32.0783 | 5.2726 | 3.8463 | -3.3748 | 28.5195 | 9.9667 | 7.2706 | 14.7399 | 28.674 | 9.6355 | 7.029 | 13.139 | 28.7419 | 9.5312 | 6.9529 | 12.7591 | 28.8534 | 9.4293 | 6.8785 | 12.5429 | 28.9834 | 9.2999 | 6.7841 | 12.2638 | 29.1305 | 9.1909 | 6.7047 | 12.1034 | 29.2991 | 9.0683 | 6.6152 | 11.8703 | 29.493 | 8.9122 | 6.5013 | 11.4693 | 29.7687 | 8.5902 | 6.2665 | 10.3169 | 29.9931 | 8.3086 | 6.061 | 9.2106 | 30.7849 | 7.5101 | 5.4785 | 4.7229 | 30.2077 | 8.0382 | 5.8638 | 8.0726 | 31.4969 | 6.294 | 4.5914 | -0.090211 | 31.8259 | 5.5274 | 4.0322 | -3.0171 | 31.8578 | 5.4274 | 3.9592 | -2.608
FALLOWFIELD | WEST DIDSBURY | SOUTH MANCHESTER | 385608 | 393881 | 31.1716 | 12.4606 | 9.0898 | 12.0963 | 31.3221 | 12.2375 | 8.9271 | 11.1176 | 31.4068 | 12.1354 | 8.8526 | 10.6946 | 31.5231 | 12.0108 | 8.7617 | 10.2061 | 31.6395 | 11.9148 | 8.6917 | 9.7482 | 31.7613 | 11.7829 | 8.5954 | 9.2203 | 31.8957 | 11.6577 | 8.5041 | 8.8242 | 32.042 | 11.5078 | 8.3947 | 8.3969 | 32.2041 | 11.3737 | 8.297 | 7.9634 | 32.2995 | 11.2354 | 8.1961 | 7.5411 | 32.6165 | 10.54 | 7.6888 | 5.3562 | 32.3881 | 11.1082 | 8.1033 | 7.2315 | 32.8959 | 9.2799 | 6.7696 | 0.055776 | 33.0449 | 8.2093 | 5.9886 | -4.1127 | 33.1183 | 7.3865 | 5.3883 | -7.0518 | 31.166 | 12.4606 | 9.0898 | 12.0963 | 31.3627 | 12.3214 | 8.9883 | 11.4301 | 31.4263 | 12.2945 | 8.9686 | 11.3842 | 31.5297 | 12.2168 | 8.912 | 11.1869 | 31.6396 | 12.1639 | 8.8734 | 11.0119 | 31.759 | 12.1057 | 8.8309 | 10.8007 | 31.9177 | 12.0425 | 8.7849 | 10.6036 | 32.1192 | 11.9288 | 8.7019 | 10.2123 | 32.3586 | 11.7866 | 8.5982 | 9.7343 | 32.3939 | 11.6868 | 8.5254 | 9.5053 | 32.5145 | 11.6009 | 8.4627 | 8.773 | 32.4261 | 11.6247 | 8.4801 | 9.3223 | 32.6323 | 11.4283 | 8.3368 | 8.1021 | 32.7049 | 11.3065 | 8.2479 | 7.8043 | 32.7494 | 11.1217 | 8.1131 | 7.6427 | 31.1716 | 12.4606 | 9.0898 | 12.0963 | 31.3222 | 12.2986 | 8.9717 | 11.4307 | 31.4069 | 12.2095 | 8.9066 | 11.0883 | 31.5232 | 12.1202 | 8.8415 | 10.6663 | 31.6398 | 12.0315 | 8.7768 | 10.309 | 31.7617 | 11.926 | 8.6998 | 9.9294 | 31.8962 | 11.8295 | 8.6295 | 9.698 | 32.0423 | 11.7065 | 8.5398 | 9.405 | 32.2045 | 11.5926 | 8.4566 | 9.0676 | 32.2997 | 11.462 | 8.3614 | 8.7018 | 32.614 | 10.9625 | 7.997 | 7.5494 | 32.3878 | 11.3397 | 8.2721 | 8.4072 | 32.8827 | 10.49 | 7.6523 | 6.5063 | 33.0263 | 10.0261 | 7.3139 | 5.9929 | 33.0892 | 9.7701 | 7.1271 | 5.8568 | 31.1739 | 12.4606 | 9.0898 | 12.0963 | 31.3216 | 12.2085 | 8.9059 | 10.9726 | 31.4118 | 12.0759 | 8.8092 | 10.5697 | 31.5429 | 11.9859 | 8.7436 | 10.1118 | 31.6839 | 11.8557 | 8.6486 | 9.6884 | 31.8332 | 11.6758 | 8.5173 | 9.22 | 31.9958 | 11.5363 | 8.4156 | 8.9146 | 32.1668 | 11.3873 | 8.3069 | 8.5956 | 32.3734 | 11.2091 | 8.1769 | 8.2381 | 32.4999 | 11.0251 | 8.0427 | 7.8709 | 32.9383 | 10.2062 | 7.4453 | 5.8808 | 32.6124 | 10.8761 | 7.934 | 7.6224 | 33.4359 | 8.7814 | 6.4059 | 0.99009 | 33.6914 | 7.7011 | 5.6179 | -2.9142 | 33.8238 | 6.999 | 5.1057 | -5.6042 | 31.1739 | 12.4606 | 9.0898 | 12.0963 | 31.2922 | 12.2109 | 8.9077 | 10.9353 | 31.3487 | 12.0539 | 8.7931 | 10.5818 | 31.4463 | 12.0208 | 8.769 | 10.1733 | 31.5532 | 11.9004 | 8.6811 | 9.8045 | 31.6673 | 11.7322 | 8.5585 | 9.4045 | 31.7944 | 11.566 | 8.4373 | 9.1637 | 31.936 | 11.357 | 8.2848 | 8.8036 | 32.1488 | 11.0547 | 8.0642 | 7.6668 | 32.317 | 10.6897 | 7.798 | 6.4529 | 32.8791 | 9.3336 | 6.8087 | 1.9239 | 32.475 | 10.366 | 7.5618 | 5.3279 | 33.3543 | 7.8287 | 5.7109 | -2.8509 | 33.5405 | 7.1421 | 5.2101 | -5.5193 | 33.5052 | 7.038 | 5.1341 | -4.7716
FARNWORTH | KEARSLEY LOCAL | KEARSLEY | 373726 | 405532 | 30.9579 | 12.7644 | 9.174 | 14.081 | 31.1274 | 12.4444 | 8.944 | 12.4556 | 31.2105 | 12.3526 | 8.8781 | 11.9994 | 31.3306 | 12.2721 | 8.8202 | 11.8132 | 31.4499 | 12.1455 | 8.7292 | 11.3853 | 31.5793 | 12.0254 | 8.6429 | 11.0407 | 31.7303 | 11.917 | 8.565 | 10.7226 | 31.9007 | 11.8172 | 8.4933 | 10.3267 | 32.0913 | 11.7142 | 8.4192 | 10.0199 | 32.2379 | 11.6182 | 8.3502 | 9.6723 | 32.7962 | 11.0461 | 7.9391 | 7.5765 | 32.3833 | 11.5337 | 8.2895 | 9.4043 | 33.4677 | 9.832 | 7.0664 | 2.1163 | 33.9279 | 8.9445 | 6.4286 | -2.2882 | 34.295 | 8.2794 | 5.9506 | -5.519 | 30.9525 | 12.7644 | 9.174 | 14.081 | 31.1524 | 12.6018 | 9.0572 | 13.1919 | 31.1782 | 12.5623 | 9.0288 | 13.0423 | 31.2407 | 12.5304 | 9.0058 | 13.0185 | 31.3006 | 12.4526 | 8.9499 | 12.7631 | 31.3625 | 12.3916 | 8.9061 | 12.6105 | 31.4582 | 12.3375 | 8.8672 | 12.4025 | 31.5872 | 12.2428 | 8.7991 | 11.975 | 31.7117 | 12.1486 | 8.7314 | 11.5771 | 31.779 | 12.0913 | 8.6902 | 11.3122 | 32.1006 | 11.896 | 8.5499 | 10.4484 | 31.851 | 12.0278 | 8.6446 | 11.0908 | 32.4966 | 11.6567 | 8.3779 | 9.5512 | 32.8047 | 11.6112 | 8.3452 | 8.9752 | 33.0368 | 11.4996 | 8.265 | 8.5972 | 30.9579 | 12.7644 | 9.174 | 14.081 | 31.1312 | 12.5911 | 9.0495 | 13.1885 | 31.2144 | 12.5225 | 9.0002 | 12.8638 | 31.3349 | 12.4564 | 8.9526 | 12.7206 | 31.4564 | 12.3477 | 8.8745 | 12.3754 | 31.5869 | 12.2327 | 8.7919 | 12.1539 | 31.7336 | 12.1529 | 8.7345 | 11.9781 | 31.8978 | 12.0632 | 8.6701 | 11.6955 | 32.0848 | 11.989 | 8.6168 | 11.4446 | 32.2255 | 11.8898 | 8.5454 | 11.121 | 32.7501 | 11.5179 | 8.2781 | 10.0474 | 32.3659 | 11.8106 | 8.4885 | 10.8454 | 33.2706 | 11.0996 | 7.9775 | 8.9292 | 33.6232 | 10.982 | 7.893 | 8.2429 | 33.8524 | 10.8859 | 7.8239 | 7.9643 | 30.9599 | 12.7644 | 9.174 | 14.081 | 31.1318 | 12.3914 | 8.9059 | 12.1322 | 31.221 | 12.2801 | 8.8259 | 11.6673 | 31.3583 | 12.1872 | 8.7592 | 11.5128 | 31.5113 | 12.0524 | 8.6623 | 11.1155 | 31.6893 | 11.9269 | 8.5721 | 10.8226 | 31.8915 | 11.8197 | 8.495 | 10.5811 | 32.1021 | 11.6849 | 8.3982 | 10.2769 | 32.3623 | 11.587 | 8.3278 | 10.04 | 32.5675 | 11.4499 | 8.2293 | 9.7365 | 33.4545 | 10.7638 | 7.7362 | 7.7377 | 32.774 | 11.333 | 8.1452 | 9.5133 | 34.6023 | 9.4605 | 6.7995 | 2.371 | 35.3327 | 8.5174 | 6.1216 | -1.9095 | 35.7046 | 7.8605 | 5.6495 | -4.9209 | 30.9599 | 12.7644 | 9.174 | 14.081 | 31.1126 | 12.3757 | 8.8947 | 12.0138 | 31.1792 | 12.2743 | 8.8217 | 11.589 | 31.2986 | 12.1777 | 8.7523 | 11.4777 | 31.4475 | 12.0851 | 8.6858 | 11.1217 | 31.628 | 11.9679 | 8.6016 | 10.8828 | 31.8229 | 11.8558 | 8.521 | 10.6868 | 32.0523 | 11.7043 | 8.4121 | 10.2903 | 32.3766 | 11.4077 | 8.199 | 9.199 | 32.6552 | 11.1077 | 7.9834 | 7.9882 | 33.6942 | 9.9339 | 7.1397 | 3.4598 | 32.9295 | 10.7877 | 7.7533 | 6.837 | 34.763 | 8.5942 | 6.1768 | -1.4861 | 35.3223 | 8.0612 | 5.7938 | -4.4575 | 35.4505 | 7.97 | 5.7282 | -4.0628
FENISCOWLES | LOWER DARWEN | ROCHDALE | 364660 | 425120 | 18.4879 | 18.4879 | 18.4879 | 15.3738 | 18.5245 | 18.5245 | 18.5245 | 15.0588 | 18.5498 | 18.5498 | 18.5498 | 14.9065 | 18.5846 | 18.5846 | 18.5846 | 14.8564 | 18.6211 | 18.6211 | 18.6211 | 14.7612 | 18.6615 | 18.6615 | 18.6615 | 14.6627 | 18.7048 | 18.7048 | 18.7048 | 14.5876 | 18.7538 | 18.7538 | 18.7538 | 14.526 | 18.8073 | 18.8073 | 18.8073 | 14.4271 | 18.8344 | 18.8344 | 18.8344 | 14.3522 | 18.9292 | 18.9292 | 18.9292 | 13.8139 | 18.8602 | 18.8602 | 18.8602 | 14.29 | 19.0186 | 19.0186 | 19.0186 | 12.5582 | 19.0694 | 19.0694 | 19.0694 | 11.4995 | 19.1026 | 19.1026 | 19.1026 | 10.8064 | 18.481 | 18.481 | 18.481 | 15.3738 | 18.5193 | 18.5193 | 18.5193 | 15.1759 | 18.527 | 18.527 | 18.527 | 15.127 | 18.5445 | 18.5445 | 18.5445 | 15.1314 | 18.5618 | 18.5618 | 18.5618 | 15.0925 | 18.58 | 18.58 | 18.58 | 15.0581 | 18.6032 | 18.6032 | 18.6032 | 15.0166 | 18.6318 | 18.6318 | 18.6318 | 14.9495 | 18.6621 | 18.6621 | 18.6621 | 14.8348 | 18.6855 | 18.6855 | 18.6855 | 14.7784 | 18.7476 | 18.7476 | 18.7476 | 14.5561 | 18.7087 | 18.7087 | 18.7087 | 14.7305 | 18.7977 | 18.7977 | 18.7977 | 14.3472 | 18.8351 | 18.8351 | 18.8351 | 14.2212 | 18.8625 | 18.8625 | 18.8625 | 14.1824 | 18.4879 | 18.4879 | 18.4879 | 15.3738 | 18.5246 | 18.5246 | 18.5246 | 15.0749 | 18.5499 | 18.5499 | 18.5499 | 14.9345 | 18.5847 | 18.5847 | 18.5847 | 14.8899 | 18.6214 | 18.6214 | 18.6214 | 14.8054 | 18.6619 | 18.6619 | 18.6619 | 14.7279 | 18.7053 | 18.7053 | 18.7053 | 14.6765 | 18.754 | 18.754 | 18.754 | 14.6313 | 18.8076 | 18.8076 | 18.8076 | 14.539 | 18.8345 | 18.8345 | 18.8345 | 14.465 | 18.9273 | 18.9273 | 18.9273 | 14.1788 | 18.86 | 18.86 | 18.86 | 14.3999 | 19.0089 | 19.0089 | 19.0089 | 13.9312 | 19.0557 | 19.0557 | 19.0557 | 13.7784 | 19.0812 | 19.0812 | 19.0812 | 13.7589 | 18.4889 | 18.4889 | 18.4889 | 15.3738 | 18.5295 | 18.5295 | 18.5295 | 14.9725 | 18.5631 | 18.5631 | 18.5631 | 14.8132 | 18.6071 | 18.6071 | 18.6071 | 14.7747 | 18.659 | 18.659 | 18.659 | 14.6913 | 18.721 | 18.721 | 18.721 | 14.612 | 18.76 | 18.76 | 18.76 | 14.565 | 18.7981 | 18.7981 | 18.7981 | 14.5367 | 18.8473 | 18.8473 | 18.8473 | 14.4662 | 18.8825 | 18.8825 | 18.8825 | 14.408 | 19.0185 | 19.0185 | 19.0185 | 13.9302 | 18.9155 | 18.9155 | 18.9155 | 14.3631 | 19.1822 | 19.1822 | 19.1822 | 12.7481 | 19.2835 | 19.2835 | 19.2835 | 11.7515 | 19.3422 | 19.3422 | 19.3422 | 11.124 | 18.4889 | 18.4889 | 18.4889 | 15.3738 | 18.528 | 18.528 | 18.528 | 14.9295 | 18.5626 | 18.5626 | 18.5626 | 14.7634 | 18.6101 | 18.6101 | 18.6101 | 14.7248 | 18.6651 | 18.6651 | 18.6651 | 14.6421 | 18.7135 | 18.7135 | 18.7135 | 14.5692 | 18.7474 | 18.7474 | 18.7474 | 14.5284 | 18.7869 | 18.7869 | 18.7869 | 14.4621 | 18.8494 | 18.8494 | 18.8494 | 14.1804 | 18.8998 | 18.8998 | 18.8998 | 13.9066 | 19.0775 | 19.0775 | 19.0775 | 12.8477 | 18.948 | 18.948 | 18.948 | 13.6467 | 19.2371 | 19.2371 | 19.2371 | 11.7546 | 19.3154 | 19.3154 | 19.3154 | 11.0616 | 19.3199 | 19.3199 | 19.3199 | 11.2127
FERODO | NEW MILLS | STALYBRIDGE | 405720 | 381338 | 29.3428 | 17.3784 | 12.4902 | 17.7153 | 29.5594 | 17.2079 | 12.3676 | 16.9713 | 29.6695 | 17.1274 | 12.3098 | 16.5453 | 29.7975 | 16.9876 | 12.2093 | 16.1943 | 29.9256 | 16.8763 | 12.1293 | 15.7544 | 30.039 | 16.7562 | 12.043 | 15.3045 | 30.1441 | 16.6396 | 11.9592 | 14.8834 | 30.4116 | 16.4952 | 11.8554 | 14.3056 | 30.5374 | 16.3747 | 11.7688 | 13.8997 | 30.6349 | 16.244 | 11.6749 | 13.5192 | 31.0366 | 15.7839 | 11.3442 | 11.8029 | 30.7347 | 16.0899 | 11.5641 | 13.2041 | 31.5486 | 15.0071 | 10.7859 | 8.6538 | 31.9272 | 13.6893 | 9.8388 | 6.564 | 32.3019 | 12.7835 | 9.1877 | 4.7089 | 29.3393 | 17.3784 | 12.4902 | 17.7153 | 29.5595 | 17.138 | 12.3174 | 17.3211 | 29.6104 | 17.2803 | 12.4197 | 17.2572 | 29.6896 | 17.2519 | 12.3993 | 17.1822 | 29.7741 | 17.19 | 12.3548 | 17.0406 | 29.8654 | 17.1299 | 12.3116 | 16.9345 | 29.9458 | 17.0942 | 12.2859 | 16.7881 | 30.035 | 17.034 | 12.2427 | 16.5089 | 30.143 | 16.9695 | 12.1963 | 16.2031 | 30.1935 | 16.921 | 12.1614 | 15.9757 | 30.427 | 16.7335 | 12.0267 | 15.1264 | 30.2468 | 16.8765 | 12.1295 | 15.7708 | 30.7342 | 16.4359 | 11.8128 | 14.0966 | 31.001 | 16.4062 | 11.7915 | 13.3895 | 31.2426 | 16.2258 | 11.6618 | 12.8547 | 29.3428 | 17.3784 | 12.4902 | 17.7153 | 29.56 | 17.0913 | 12.2839 | 17.3345 | 29.6702 | 17.189 | 12.3541 | 17.0006 | 29.7985 | 17.0997 | 12.2899 | 16.7135 | 29.9291 | 16.9906 | 12.2115 | 16.3731 | 30.0444 | 16.8807 | 12.1325 | 16.0674 | 30.1507 | 16.7966 | 12.072 | 15.8102 | 30.4155 | 16.6758 | 11.9852 | 15.3712 | 30.5417 | 16.5628 | 11.904 | 15.0122 | 30.6366 | 16.4299 | 11.8085 | 14.6267 | 31.0051 | 16.036 | 11.5254 | 13.2383 | 30.7311 | 16.2639 | 11.6892 | 14.2703 | 31.3841 | 15.5656 | 11.1873 | 11.8612 | 31.696 | 13.9785 | 10.0466 | 11.0686 | 31.9393 | 14.0475 | 10.0962 | 10.7451 | 29.3442 | 17.3784 | 12.4902 | 17.7153 | 29.5907 | 16.8983 | 12.1451 | 16.8512 | 29.7356 | 17.068 | 12.2671 | 16.4396 | 29.8774 | 16.9652 | 12.1932 | 16.1182 | 30.158 | 16.7641 | 12.0487 | 15.5394 | 30.282 | 16.629 | 11.9516 | 15.1372 | 30.4245 | 16.4731 | 11.8395 | 14.7811 | 30.5792 | 16.1629 | 11.6166 | 14.4293 | 30.7626 | 15.8005 | 11.3562 | 14.0741 | 30.8988 | 16.0661 | 11.547 | 13.7191 | 34.5212 | 14.9708 | 10.7598 | 9.0391 | 31.0408 | 15.9916 | 11.4935 | 13.4264 | 35.4309 | 13.8224 | 9.9344 | 5.8141 | 35.916 | 12.4121 | 8.9208 | 3.8519 | 36.1673 | 12.0716 | 8.6761 | 2.2879 | 29.3442 | 17.3784 | 12.4902 | 17.7153 | 29.5843 | 17.2531 | 12.4002 | 16.7943 | 29.7336 | 17.1923 | 12.3565 | 16.3823 | 30.0267 | 17.0598 | 12.2612 | 15.8906 | 30.1328 | 16.9291 | 12.1673 | 15.5047 | 30.2602 | 16.7645 | 12.049 | 15.1429 | 33.9356 | 16.0387 | 11.5273 | 11.3103 | 33.9391 | 15.9056 | 11.4317 | 11.1482 | 33.9937 | 15.7388 | 11.3118 | 10.6656 | 34.0771 | 15.5271 | 11.1596 | 10.0521 | 34.7212 | 13.8767 | 9.9734 | 7.4178 | 34.1646 | 15.2318 | 10.9474 | 9.4625 | 35.5949 | 12.6521 | 9.0933 | 4.6129 | 35.9273 | 12.354 | 8.8791 | 3.235 | 36.0164 | 12.1001 | 8.6965 | 3.2295
FLAT LANE | PADIHAM | PADIHAM | 383248 | 456995 | 10.7396 | 10.7396 | 10.7396 | 6.2932 | 10.8096 | 10.8096 | 10.8096 | 5.9595 | 10.8698 | 10.8698 | 10.8698 | 5.7814 | 10.9388 | 10.9388 | 10.9388 | 5.6008 | 11.0206 | 11.0206 | 11.0206 | 5.4174 | 11.1179 | 11.1179 | 11.1179 | 5.2167 | 11.2316 | 11.2316 | 11.2316 | 5.0098 | 11.3595 | 11.3595 | 11.3595 | 4.8256 | 11.4947 | 11.4947 | 11.4947 | 4.6419 | 11.5543 | 11.5543 | 11.5543 | 4.471 | 11.7557 | 11.7557 | 11.7557 | 3.6748 | 11.6103 | 11.6103 | 11.6103 | 4.3241 | 11.9163 | 11.9163 | 11.9163 | 2.248 | 11.9853 | 11.9853 | 11.9853 | 1.2977 | 12.0063 | 12.0063 | 12.0063 | 0.55829 | 10.7307 | 10.7307 | 10.7307 | 6.2932 | 10.8056 | 10.8056 | 10.8056 | 6.0177 | 10.844 | 10.844 | 10.844 | 5.9611 | 10.8911 | 10.8911 | 10.8911 | 5.8771 | 10.9461 | 10.9461 | 10.9461 | 5.7924 | 11.0094 | 11.0094 | 11.0094 | 5.7024 | 11.0869 | 11.0869 | 11.0869 | 5.5739 | 11.1805 | 11.1805 | 11.1805 | 5.4053 | 11.27 | 11.27 | 11.27 | 5.2186 | 11.2892 | 11.2892 | 11.2892 | 5.1175 | 11.3583 | 11.3583 | 11.3583 | 4.7197 | 11.3071 | 11.3071 | 11.3071 | 5.0203 | 11.4281 | 11.4281 | 11.4281 | 4.2749 | 11.4707 | 11.4707 | 11.4707 | 3.9939 | 11.4954 | 11.4954 | 11.4954 | 3.8256 | 10.7396 | 10.7396 | 10.7396 | 6.2932 | 10.8096 | 10.8096 | 10.8096 | 5.9925 | 10.8698 | 10.8698 | 10.8698 | 5.8437 | 10.9388 | 10.9388 | 10.9388 | 5.7059 | 11.0206 | 11.0206 | 11.0206 | 5.5814 | 11.1179 | 11.1179 | 11.1179 | 5.459 | 11.2316 | 11.2316 | 11.2316 | 5.3385 | 11.3595 | 11.3595 | 11.3595 | 5.2225 | 11.4947 | 11.4947 | 11.4947 | 5.0662 | 11.5543 | 11.5543 | 11.5543 | 4.9021 | 11.7557 | 11.7557 | 11.7557 | 4.3133 | 11.6103 | 11.6103 | 11.6103 | 4.7458 | 11.9163 | 11.9163 | 11.9163 | 3.8092 | 11.9853 | 11.9853 | 11.9853 | 3.5553 | 12.0063 | 12.0063 | 12.0063 | 3.5344 | 10.7435 | 10.7435 | 10.7435 | 6.2932 | 10.8165 | 10.8165 | 10.8165 | 5.9328 | 10.8874 | 10.8874 | 10.8874 | 5.7612 | 10.9773 | 10.9773 | 10.9773 | 5.5918 | 11.0905 | 11.0905 | 11.0905 | 5.4245 | 11.222 | 11.222 | 11.222 | 5.2503 | 11.3717 | 11.3717 | 11.3717 | 5.0824 | 11.4993 | 11.4993 | 11.4993 | 4.9461 | 11.6149 | 11.6149 | 11.6149 | 4.804 | 11.6955 | 11.6955 | 11.6955 | 4.661 | 11.9627 | 11.9627 | 11.9627 | 3.9692 | 11.7684 | 11.7684 | 11.7684 | 4.5441 | 12.1811 | 12.1811 | 12.1811 | 2.661 | 12.269 | 12.269 | 12.269 | 1.802 | 12.3141 | 12.3141 | 12.3141 | 1.1359 | 10.7435 | 10.7435 | 10.7435 | 6.2932 | 10.8073 | 10.8073 | 10.8073 | 5.9298 | 10.8681 | 10.8681 | 10.8681 | 5.7676 | 10.9481 | 10.9481 | 10.9481 | 5.6056 | 11.0505 | 11.0505 | 11.0505 | 5.4491 | 11.1703 | 11.1703 | 11.1703 | 5.2995 | 11.3079 | 11.3079 | 11.3079 | 5.159 | 11.4575 | 11.4575 | 11.4575 | 5.0391 | 11.5749 | 11.5749 | 11.5749 | 4.7282 | 11.6637 | 11.6637 | 11.6637 | 4.3867 | 11.9572 | 11.9572 | 11.9572 | 3.1086 | 11.7461 | 11.7461 | 11.7461 | 4.0556 | 12.1693 | 12.1693 | 12.1693 | 1.942 | 12.2276 | 12.2276 | 12.2276 | 1.3459 | 12.2212 | 12.2212 | 12.2212 | 1.4748
FREDERICK RD | FREDERICK RD | KEARSLEY | 381697 | 399348 | 32.163 | 9.1217 | 6.6542 | 12.515 | 32.2765 | 8.69 | 6.3393 | 10.8301 | 32.3958 | 8.5045 | 6.2039 | 9.986 | 32.56 | 8.3603 | 6.0988 | 9.5109 | 32.7088 | 8.16 | 5.9526 | 8.6454 | 32.8558 | 8.0158 | 5.8474 | 8.0646 | 33.012 | 7.8847 | 5.7518 | 7.5003 | 33.1824 | 7.6832 | 5.6048 | 6.5631 | 33.366 | 7.4719 | 5.4506 | 5.6415 | 33.5265 | 7.296 | 5.3223 | 4.9067 | 34.1823 | 6.6421 | 4.8453 | 2.4818 | 33.6888 | 7.1835 | 5.2403 | 4.5033 | 34.2695 | 5.5588 | 4.0551 | -2.1415 | 29.1623 | 4.7304 | 3.4508 | -5.8864 | 25.6206 | 4.1559 | 3.0317 | -8.8666 | 32.1574 | 9.1217 | 6.6542 | 12.515 | 32.2895 | 8.9335 | 6.5168 | 11.643 | 32.3183 | 8.8221 | 6.4356 | 11.1855 | 32.3926 | 8.7275 | 6.3666 | 10.9003 | 32.4492 | 8.5441 | 6.2328 | 10.2535 | 32.4911 | 8.4653 | 6.1753 | 9.8983 | 32.5669 | 8.3579 | 6.097 | 9.4648 | 32.6779 | 8.1808 | 5.9678 | 8.5572 | 32.8168 | 7.9869 | 5.8263 | 7.5796 | 32.901 | 7.8466 | 5.724 | 6.903 | 33.2688 | 7.5481 | 5.5062 | 5.3013 | 32.9879 | 7.784 | 5.6783 | 6.5429 | 33.7368 | 7.2357 | 5.2783 | 3.6236 | 34.1794 | 7.0446 | 5.139 | 2.2981 | 34.5785 | 6.8335 | 4.9849 | 1.2529 | 32.163 | 9.1217 | 6.6542 | 12.515 | 32.2772 | 8.8824 | 6.4796 | 11.5705 | 32.3969 | 8.723 | 6.3633 | 10.8816 | 32.5614 | 8.6061 | 6.2781 | 10.4317 | 32.7136 | 8.4108 | 6.1356 | 9.6292 | 32.8623 | 8.2528 | 6.0203 | 9.1264 | 33.0201 | 8.119 | 5.9227 | 8.6492 | 33.1871 | 7.9357 | 5.789 | 7.7927 | 33.3712 | 7.7366 | 5.6437 | 6.9123 | 33.5286 | 7.5573 | 5.5129 | 6.1827 | 34.1426 | 7.0174 | 5.1191 | 4.3417 | 33.6844 | 7.4429 | 5.4295 | 5.7662 | 34.8187 | 6.4283 | 4.6894 | 2.4097 | 35.364 | 6.0455 | 4.4101 | 0.93542 | 35.7997 | 5.8665 | 4.2796 | -0.13119 | 32.1653 | 9.1217 | 6.6542 | 12.515 | 32.2723 | 8.6439 | 6.3056 | 10.4525 | 32.3953 | 8.4583 | 6.1702 | 9.5942 | 32.5702 | 8.3149 | 6.0656 | 9.1603 | 32.7449 | 8.0788 | 5.8934 | 8.3322 | 32.9329 | 7.9074 | 5.7684 | 7.8045 | 33.1378 | 7.7485 | 5.6525 | 7.3143 | 33.3487 | 7.5244 | 5.489 | 6.4604 | 33.594 | 7.2975 | 5.3234 | 5.6027 | 33.8119 | 7.0836 | 5.1674 | 4.9139 | 34.7829 | 6.3186 | 4.6094 | 2.5786 | 34.0329 | 6.9315 | 5.0564 | 4.5554 | 31.3681 | 5.0882 | 3.7118 | -1.9725 | 27.0927 | 4.3947 | 3.2059 | -5.5389 | 23.5631 | 3.8222 | 2.7882 | -8.1556 | 32.1653 | 9.1217 | 6.6542 | 12.515 | 32.2629 | 8.6122 | 6.2825 | 10.2781 | 32.3726 | 8.4539 | 6.167 | 9.4262 | 32.5394 | 8.3301 | 6.0767 | 9.0349 | 32.7246 | 8.1125 | 5.918 | 8.2418 | 32.9164 | 7.9443 | 5.7953 | 7.7574 | 33.1285 | 7.778 | 5.674 | 7.3038 | 33.3683 | 7.5361 | 5.4975 | 6.4186 | 33.6958 | 7.1844 | 5.2409 | 5.0383 | 34.0013 | 6.8518 | 4.9983 | 3.7905 | 35.0994 | 5.7058 | 4.1623 | -0.19189 | 34.3078 | 6.5746 | 4.7961 | 2.8524 | 28.5558 | 4.632 | 3.379 | -4.4476 | 25.1698 | 4.0828 | 2.9783 | -7.1681 | 23.7529 | 3.8529 | 2.8107 | -7.5637
FUSEHILL | CARLISLE | HARKER / HUTTON | 341042 | 555452 | 34.2612 | 9.9436 | 7.1467 | 10.7862 | 34.3111 | 9.7376 | 6.9986 | 10.1653 | 34.4295 | 9.5526 | 6.8657 | 9.6954 | 34.6342 | 9.3577 | 6.7256 | 9.5285 | 34.8116 | 9.1632 | 6.5857 | 9.0331 | 34.9761 | 9.0128 | 6.4777 | 8.6475 | 35.1569 | 8.8768 | 6.38 | 8.517 | 35.3504 | 8.7096 | 6.2597 | 8.0908 | 35.5806 | 8.5403 | 6.1381 | 7.7428 | 35.7642 | 8.4567 | 6.078 | 7.4385 | 36.3178 | 8.0711 | 5.8008 | 5.9166 | 35.9406 | 8.4136 | 6.047 | 7.3276 | 36.6835 | 7.1726 | 5.1551 | 2.117 | 36.8334 | 6.4284 | 4.6202 | -0.84411 | 35.1356 | 5.7848 | 4.1577 | -2.8306 | 34.2569 | 9.9436 | 7.1467 | 10.7862 | 34.3405 | 9.8402 | 7.0723 | 10.4166 | 34.2667 | 9.7814 | 7.0301 | 10.3972 | 34.291 | 9.7253 | 6.9898 | 10.5618 | 34.2784 | 9.5997 | 6.8995 | 10.4262 | 34.2332 | 9.4737 | 6.8089 | 10.4377 | 34.2497 | 9.4343 | 6.7806 | 10.5634 | 34.301 | 9.3779 | 6.7401 | 10.267 | 34.3956 | 9.2981 | 6.6827 | 9.9577 | 34.4295 | 9.2503 | 6.6484 | 9.8102 | 34.5463 | 9.119 | 6.554 | 9.4545 | 34.4628 | 9.2419 | 6.6424 | 9.8046 | 34.5803 | 8.8716 | 6.3762 | 9.0264 | 34.531 | 8.7015 | 6.2539 | 8.8292 | 34.4192 | 8.7293 | 6.2739 | 8.8558 | 34.2612 | 9.9436 | 7.1467 | 10.7862 | 34.3126 | 9.8272 | 7.063 | 10.4324 | 34.4311 | 9.6626 | 6.9447 | 10.0547 | 34.6359 | 9.4642 | 6.8021 | 9.9344 | 34.814 | 9.2935 | 6.6795 | 9.5153 | 34.9788 | 9.1609 | 6.5841 | 9.2367 | 35.1575 | 9.0514 | 6.5054 | 9.2208 | 35.3485 | 8.9015 | 6.3977 | 8.8932 | 35.5771 | 8.7544 | 6.2919 | 8.5926 | 35.7584 | 8.6273 | 6.2006 | 8.3014 | 36.2997 | 8.3891 | 6.0294 | 7.4831 | 35.9319 | 8.5921 | 6.1753 | 8.1703 | 36.6106 | 8.071 | 5.8008 | 6.6862 | 36.7172 | 7.8177 | 5.6188 | 6.2652 | 36.6857 | 7.5306 | 5.4124 | 6.2917 | 34.263 | 9.9436 | 7.1467 | 10.7862 | 34.3165 | 9.6852 | 6.9609 | 10.0643 | 34.4471 | 9.4891 | 6.82 | 9.6135 | 34.6738 | 9.1533 | 6.5787 | 9.4915 | 34.8944 | 9.1005 | 6.5407 | 9.0432 | 35.1211 | 8.8889 | 6.3886 | 8.7176 | 35.3735 | 8.6696 | 6.231 | 8.6722 | 35.6275 | 8.563 | 6.1544 | 8.344 | 35.8561 | 8.4668 | 6.0853 | 8.0703 | 36.0104 | 8.3503 | 6.0015 | 7.8228 | 36.5297 | 7.7639 | 5.5801 | 6.4901 | 36.144 | 8.2685 | 5.9427 | 7.7685 | 37.0049 | 6.6093 | 4.7503 | 2.9297 | 35.5167 | 5.8476 | 4.2028 | 0.21566 | 32.1447 | 5.2924 | 3.8037 | -1.5139 | 34.263 | 9.9436 | 7.1467 | 10.7862 | 34.3004 | 9.6793 | 6.9567 | 10.0323 | 34.4178 | 9.4889 | 6.8199 | 9.6092 | 34.6329 | 9.2663 | 6.6598 | 9.5265 | 34.8436 | 9.108 | 6.5461 | 9.1221 | 35.0577 | 8.8872 | 6.3874 | 8.851 | 35.3006 | 8.6599 | 6.224 | 8.8574 | 35.5812 | 8.5438 | 6.1406 | 8.4963 | 35.8329 | 8.3456 | 5.9982 | 7.6276 | 36.0197 | 8.1099 | 5.8288 | 6.7328 | 36.6161 | 7.2553 | 5.2145 | 3.603 | 36.1923 | 7.9113 | 5.686 | 6.0186 | 37.0372 | 6.125 | 4.4022 | 0.37675 | 33.8229 | 5.5687 | 4.0023 | -1.4515 | 33.2649 | 5.4768 | 3.9363 | -0.78021
GALE | BELFIELD | ROCHDALE | 389570 | 414943 | 29.0698 | 12.8302 | 9.3595 | 19.1343 | 29.1977 | 12.6177 | 9.2044 | 18.4205 | 29.2528 | 12.4953 | 9.1152 | 18.2453 | 29.323 | 12.3456 | 9.0059 | 18.0013 | 29.4001 | 12.225 | 8.9179 | 17.6547 | 29.4878 | 12.1429 | 8.8581 | 17.3396 | 29.5875 | 12.0799 | 8.8121 | 17.1548 | 29.6986 | 11.9815 | 8.7404 | 16.8617 | 29.8238 | 11.8949 | 8.6772 | 16.6173 | 29.9082 | 11.8046 | 8.6113 | 16.378 | 30.1891 | 11.321 | 8.2585 | 14.7772 | 29.9865 | 11.7389 | 8.5634 | 16.2243 | 30.4296 | 10.4844 | 7.6482 | 10.362 | 30.5588 | 9.8748 | 7.2035 | 6.7584 | 30.6257 | 9.3593 | 6.8275 | 4.1542 | 29.0639 | 12.8302 | 9.3595 | 19.1343 | 29.1994 | 12.7093 | 9.2713 | 18.5731 | 29.2353 | 12.6679 | 9.2411 | 18.5662 | 29.2843 | 12.5956 | 9.1883 | 18.4555 | 29.3354 | 12.502 | 9.12 | 18.2404 | 29.3919 | 12.4107 | 9.0534 | 18.0584 | 29.4627 | 12.3237 | 8.9899 | 17.9749 | 29.5496 | 12.2603 | 8.9437 | 17.6595 | 29.6465 | 12.1975 | 8.8979 | 17.3792 | 29.6793 | 12.145 | 8.8596 | 17.2168 | 29.7949 | 12.0318 | 8.777 | 16.7442 | 29.7096 | 12.1266 | 8.8462 | 17.1209 | 29.9158 | 12.0003 | 8.754 | 16.1718 | 30.0019 | 12.0464 | 8.7876 | 15.8415 | 30.067 | 11.9813 | 8.7402 | 15.5883 | 29.0698 | 12.8302 | 9.3595 | 19.1343 | 29.1977 | 12.671 | 9.2433 | 18.5343 | 29.2528 | 12.5665 | 9.1671 | 18.3945 | 29.323 | 12.4693 | 9.0962 | 18.1802 | 29.4001 | 12.3496 | 9.0089 | 17.8838 | 29.4878 | 12.2507 | 8.9367 | 17.6513 | 29.5875 | 12.1742 | 8.8809 | 17.5586 | 29.6986 | 12.093 | 8.8217 | 17.337 | 29.8238 | 12.0121 | 8.7627 | 17.1265 | 29.9082 | 11.9187 | 8.6945 | 16.8988 | 30.1891 | 11.6067 | 8.467 | 16.2083 | 29.9865 | 11.8584 | 8.6506 | 16.7374 | 30.4296 | 11.4267 | 8.3356 | 15.4621 | 30.5588 | 11.3498 | 8.2795 | 15.0407 | 30.6257 | 11.3275 | 8.2633 | 14.835 | 29.0717 | 12.8302 | 9.3595 | 19.1343 | 29.2012 | 12.5664 | 9.167 | 18.3328 | 29.2644 | 12.4898 | 9.1111 | 18.1717 | 29.3514 | 12.3628 | 9.0185 | 17.953 | 29.454 | 12.2439 | 8.9318 | 17.6343 | 29.5698 | 12.0886 | 8.8185 | 17.3662 | 29.6983 | 11.9712 | 8.7329 | 17.2483 | 29.8358 | 11.8545 | 8.6477 | 17.0361 | 30.0072 | 11.7399 | 8.5641 | 16.8585 | 30.1238 | 11.6034 | 8.4645 | 16.6672 | 30.5355 | 11.0366 | 8.0511 | 15.2325 | 30.2282 | 11.5018 | 8.3904 | 16.5635 | 30.9985 | 9.9893 | 7.287 | 11.0097 | 31.2777 | 9.5603 | 6.9741 | 7.5687 | 31.4577 | 9.0244 | 6.5832 | 5.1079 | 29.0717 | 12.8302 | 9.3595 | 19.1343 | 29.1883 | 12.5705 | 9.17 | 18.3128 | 29.2366 | 12.5482 | 9.1538 | 18.1798 | 29.3097 | 12.4815 | 9.105 | 17.9765 | 29.3978 | 12.3664 | 9.0211 | 17.6823 | 29.4986 | 12.1893 | 8.8919 | 17.4534 | 29.6125 | 12.0479 | 8.7888 | 17.3716 | 29.744 | 11.8365 | 8.6345 | 17.0505 | 29.9423 | 11.4415 | 8.3464 | 16.1156 | 30.0973 | 11.1972 | 8.1682 | 15.1389 | 30.618 | 10.7677 | 7.8549 | 11.5976 | 30.2424 | 11.0189 | 8.0381 | 14.2492 | 31.0639 | 9.7183 | 7.0894 | 7.6965 | 31.2841 | 9.1333 | 6.6627 | 5.3536 | 31.3155 | 9.0277 | 6.5856 | 5.7106
GARSTANG | THORNTON | PENWORTHAM WEST / STANAH | 348319 | 445221 | 13.7668 | 13.7668 | 13.7668 | 3.5959 | 13.9113 | 13.9113 | 13.9113 | 0.86035 | 14.0735 | 14.0735 | 14.0735 | -0.23866 | 14.2135 | 14.2135 | 14.2135 | -0.8159 | 14.3602 | 14.3602 | 14.3602 | -1.5678 | 14.524 | 14.524 | 14.524 | -2.3221 | 14.7075 | 14.7075 | 14.7075 | -3.1022 | 14.9077 | 14.9077 | 14.9077 | -3.8274 | 15.1382 | 15.1382 | 15.1382 | -4.5621 | 15.3023 | 15.3023 | 15.3023 | -5.1822 | 15.9111 | 15.9111 | 15.9111 | -8.0058 | 15.4622 | 15.4622 | 15.4622 | -5.7345 | 16.5255 | 16.5255 | 16.5255 | -12.7128 | 16.8942 | 16.8942 | 16.8942 | -15.6683 | 17.1755 | 17.1755 | 17.1755 | -18.4561 | 13.7449 | 13.7449 | 13.7449 | 3.5959 | 13.893 | 13.893 | 13.893 | 2.74 | 13.9783 | 13.9783 | 13.9783 | 2.4308 | 14.0955 | 14.0955 | 14.0955 | 2.1838 | 14.2124 | 14.2124 | 14.2124 | 1.8039 | 14.3148 | 14.3148 | 14.3148 | 1.4627 | 14.4484 | 14.4484 | 14.4484 | 1.0077 | 14.6157 | 14.6157 | 14.6157 | 0.39694 | 14.8087 | 14.8087 | 14.8087 | -0.26647 | 14.8749 | 14.8749 | 14.8749 | -0.65846 | 15.1476 | 15.1476 | 15.1476 | -2.2683 | 14.9407 | 14.9407 | 14.9407 | -1.0477 | 15.4633 | 15.4633 | 15.4633 | -4.0963 | 15.7262 | 15.7262 | 15.7262 | -5.225 | 15.9425 | 15.9425 | 15.9425 | -6.0374 | 13.7668 | 13.7668 | 13.7668 | 3.5959 | 13.9117 | 13.9117 | 13.9117 | 2.4552 | 14.074 | 14.074 | 14.074 | 1.7651 | 14.2141 | 14.2141 | 14.2141 | 1.3084 | 14.3625 | 14.3625 | 14.3625 | 0.75989 | 14.5271 | 14.5271 | 14.5271 | 0.27834 | 14.7113 | 14.7113 | 14.7113 | -0.1925 | 14.9099 | 14.9099 | 14.9099 | -0.66177 | 15.1407 | 15.1407 | 15.1407 | -1.2905 | 15.3033 | 15.3033 | 15.3033 | -1.9054 | 15.8921 | 15.8921 | 15.8921 | -4.2876 | 15.4601 | 15.4601 | 15.4601 | -2.5209 | 16.4265 | 16.4265 | 16.4265 | -6.4394 | 16.755 | 16.755 | 16.755 | -7.545 | 16.9573 | 16.9573 | 16.9573 | -7.8975 | 13.776 | 13.776 | 13.776 | 3.5959 | 13.9303 | 13.9303 | 13.9303 | 0.034557 | 14.0955 | 14.0955 | 14.0955 | -1.1903 | 14.2633 | 14.2633 | 14.2633 | -1.7257 | 14.4555 | 14.4555 | 14.4555 | -2.4407 | 14.6761 | 14.6761 | 14.6761 | -3.1242 | 14.9224 | 14.9224 | 14.9224 | -3.7974 | 15.1832 | 15.1832 | 15.1832 | -4.3925 | 15.5022 | 15.5022 | 15.5022 | -5.0221 | 15.7344 | 15.7344 | 15.7344 | -5.5837 | 16.6159 | 16.6159 | 16.6159 | -8.1913 | 15.9555 | 15.9555 | 15.9555 | -6.0744 | 17.5103 | 17.5103 | 17.5103 | -12.6067 | 17.992 | 17.992 | 17.992 | -15.3092 | 18.2833 | 18.2833 | 17.7212 | -17.8071 | 13.776 | 13.776 | 13.776 | 3.5959 | 13.9136 | 13.9136 | 13.9136 | -0.37156 | 14.0664 | 14.0664 | 14.0664 | -1.6839 | 14.2218 | 14.2218 | 14.2218 | -2.214 | 14.4068 | 14.4068 | 14.4068 | -2.9067 | 14.6176 | 14.6176 | 14.6176 | -3.5186 | 14.8563 | 14.8563 | 14.8563 | -4.1021 | 15.11 | 15.11 | 15.11 | -4.5894 | 15.4487 | 15.4487 | 15.4487 | -5.6128 | 15.7231 | 15.7231 | 15.7231 | -6.6945 | 16.7213 | 16.7213 | 16.7213 | -10.9151 | 15.9879 | 15.9879 | 15.9879 | -7.7759 | 17.5759 | 17.5759 | 17.5759 | -14.7461 | 17.959 | 17.959 | 17.959 | -16.7182 | 18.0831 | 18.0831 | 17.8806 | -16.8828
GATLEY | MOSS NOOK | SOUTH MANCHESTER | 384242 | 388388 | 22.5971 | 22.5971 | 18.585 | 12.869 | 22.7241 | 22.7241 | 18.5063 | 12.5002 | 22.7703 | 22.7703 | 18.4855 | 12.4022 | 22.8267 | 22.8267 | 18.4125 | 12.2126 | 22.8809 | 22.8809 | 18.3366 | 12.0295 | 22.9389 | 22.9389 | 18.2144 | 11.7938 | 23.0036 | 23.0036 | 18.2401 | 11.6478 | 23.0736 | 23.0736 | 18.2374 | 11.5125 | 23.168 | 23.168 | 18.2122 | 11.3527 | 23.2446 | 23.2446 | 18.1866 | 11.1911 | 23.5181 | 23.5181 | 17.9965 | 10.2261 | 23.3168 | 23.3168 | 18.1596 | 11.0728 | 23.7998 | 23.7998 | 17.5947 | 7.6978 | 23.9771 | 23.644 | 17.248 | 5.6704 | 24.0606 | 23.2737 | 16.9779 | 4.1717 | 22.5925 | 22.5925 | 18.585 | 12.869 | 22.723 | 22.723 | 18.5335 | 12.5166 | 22.7238 | 22.7238 | 18.5332 | 12.5706 | 22.7408 | 22.7408 | 18.5097 | 12.5099 | 22.7556 | 22.7556 | 18.4983 | 12.449 | 22.7691 | 22.7691 | 18.4793 | 12.3696 | 22.7948 | 22.7948 | 18.4576 | 12.2951 | 22.8309 | 22.8309 | 18.438 | 12.2018 | 22.8722 | 22.8722 | 18.4051 | 12.0347 | 22.8957 | 22.8957 | 18.3888 | 11.935 | 22.9938 | 22.9938 | 18.318 | 11.6398 | 22.9173 | 22.9173 | 18.3739 | 11.86 | 23.1324 | 23.1324 | 18.2147 | 11.3509 | 23.2471 | 23.2471 | 18.0913 | 11.2208 | 23.3352 | 23.3352 | 18.1465 | 11.1922 | 22.5971 | 22.5971 | 18.585 | 12.869 | 22.7242 | 22.7242 | 18.5269 | 12.5545 | 22.7704 | 22.7704 | 18.5017 | 12.4799 | 22.8269 | 22.8269 | 18.4247 | 12.3177 | 22.8814 | 22.8814 | 18.35 | 12.1769 | 22.9397 | 22.9397 | 18.2368 | 12.0112 | 23.0045 | 23.0045 | 18.281 | 11.9452 | 23.0741 | 23.0741 | 18.2875 | 11.8709 | 23.1686 | 23.1686 | 18.262 | 11.7521 | 23.2448 | 23.2448 | 18.2435 | 11.6035 | 23.5139 | 23.5139 | 18.121 | 11.1433 | 23.3164 | 23.3164 | 18.2179 | 11.4899 | 23.7778 | 23.7778 | 17.9979 | 10.7277 | 23.9462 | 23.9462 | 17.8773 | 10.5187 | 24.0122 | 24.0122 | 17.7854 | 10.5015 | 22.598 | 22.598 | 18.585 | 12.869 | 22.7336 | 22.7336 | 18.5096 | 12.5052 | 22.7945 | 22.7945 | 18.4776 | 12.4298 | 22.8759 | 22.8759 | 18.3858 | 12.2611 | 22.97 | 22.97 | 18.2658 | 12.1033 | 23.086 | 23.086 | 18.2557 | 11.9073 | 23.2177 | 23.2177 | 18.2543 | 11.8113 | 23.3463 | 23.3463 | 18.2247 | 11.7452 | 23.5 | 23.5 | 18.1917 | 11.6388 | 23.6151 | 23.6151 | 18.1333 | 11.5146 | 24.2775 | 24.2775 | 17.9296 | 10.6673 | 23.7106 | 23.7106 | 18.1106 | 11.435 | 25.3041 | 23.9454 | 17.4678 | 8.2798 | 25.4957 | 23.4599 | 17.1137 | 6.3788 | 25.5872 | 23.104 | 16.8541 | 5.0128 | 22.598 | 22.598 | 18.585 | 12.869 | 22.7243 | 22.7243 | 18.511 | 12.5239 | 22.7768 | 22.7768 | 18.4841 | 12.4769 | 22.8576 | 22.8576 | 18.359 | 12.3253 | 22.9504 | 22.9504 | 18.3061 | 12.1867 | 23.0592 | 23.0592 | 18.3196 | 12.0191 | 23.1851 | 23.1851 | 18.3039 | 11.9558 | 23.3477 | 23.3477 | 18.2351 | 11.8412 | 23.746 | 23.746 | 18.1805 | 11.3239 | 24.1186 | 24.1186 | 18.0796 | 10.7609 | 25.05 | 24.2457 | 17.6869 | 8.677 | 24.4823 | 24.4823 | 17.9833 | 10.228 | 25.3998 | 23.6386 | 17.244 | 6.4526 | 25.5381 | 23.2902 | 16.9898 | 5.1542 | 25.4746 | 23.2385 | 16.9522 | 5.4623
GIDLOW | WIGAN | WASHWAY FARM / KIRKBY | 357620 | 406662 | 31.0974 | 14.1186 | 10.2993 | 13.4141 | 31.3407 | 13.627 | 9.9407 | 10.9655 | 31.4758 | 13.3036 | 9.7048 | 10.3281 | 31.6486 | 12.9917 | 9.4773 | 9.8067 | 31.8367 | 12.7113 | 9.2727 | 9.2895 | 32.0276 | 12.5202 | 9.1333 | 8.7552 | 32.2282 | 12.3416 | 9.003 | 8.201 | 32.4497 | 12.1731 | 8.8801 | 7.712 | 32.6957 | 12.0052 | 8.7576 | 7.2172 | 32.8613 | 11.8407 | 8.6377 | 6.7216 | 33.411 | 11.0082 | 8.0303 | 3.6987 | 33.015 | 11.6856 | 8.5245 | 6.2968 | 33.8772 | 9.543 | 6.9615 | -3.4299 | 34.1189 | 8.4907 | 6.1939 | -9.1054 | 34.2379 | 7.5185 | 5.4847 | -13.0972 | 31.0828 | 14.1186 | 10.2993 | 13.4141 | 31.347 | 13.887 | 10.1304 | 12.2595 | 31.4267 | 13.7285 | 10.0148 | 11.9771 | 31.5359 | 13.545 | 9.8809 | 11.6182 | 31.6526 | 13.3492 | 9.7381 | 11.2334 | 31.7815 | 13.1605 | 9.6004 | 10.7936 | 31.9444 | 12.9572 | 9.4521 | 10.2199 | 32.0803 | 12.7871 | 9.328 | 9.5017 | 32.2346 | 12.6065 | 9.1963 | 8.7341 | 32.3043 | 12.5188 | 9.1323 | 8.3678 | 32.5525 | 12.211 | 8.9078 | 7.0883 | 32.3687 | 12.442 | 9.0763 | 8.0376 | 32.8089 | 11.9505 | 8.7177 | 5.8384 | 32.976 | 11.8529 | 8.6465 | 5.0872 | 33.0922 | 11.7001 | 8.535 | 4.6187 | 31.0974 | 14.1186 | 10.2993 | 13.4141 | 31.3407 | 13.8267 | 10.0864 | 11.9994 | 31.4758 | 13.5856 | 9.9105 | 11.4998 | 31.6486 | 13.319 | 9.716 | 11.0381 | 31.8367 | 13.0824 | 9.5435 | 10.6096 | 32.0276 | 12.8515 | 9.375 | 10.2124 | 32.2282 | 12.6399 | 9.2207 | 9.8188 | 32.4497 | 12.4946 | 9.1147 | 9.4448 | 32.6957 | 12.3302 | 8.9947 | 8.973 | 32.8613 | 12.1704 | 8.8781 | 8.5064 | 33.411 | 11.5982 | 8.4607 | 6.9261 | 33.015 | 12.0127 | 8.7631 | 8.0769 | 33.8772 | 11.1966 | 8.1677 | 5.4384 | 34.1189 | 11.1116 | 8.1058 | 4.6479 | 34.2379 | 10.8732 | 7.9318 | 4.3224 | 31.1022 | 14.1186 | 10.2993 | 13.4141 | 31.3482 | 13.4817 | 9.8347 | 10.2703 | 31.5023 | 13.1951 | 9.6256 | 9.5876 | 31.7152 | 12.9082 | 9.4164 | 9.0797 | 31.9453 | 12.6112 | 9.1997 | 8.5679 | 32.1758 | 12.3346 | 8.9979 | 8.0784 | 32.4278 | 12.0561 | 8.7947 | 7.557 | 32.6965 | 11.8583 | 8.6505 | 7.0703 | 33.0307 | 11.6447 | 8.4947 | 6.5381 | 33.2579 | 11.4267 | 8.3357 | 6.0223 | 34.0296 | 10.4517 | 7.6243 | 3.2508 | 33.4609 | 11.2464 | 8.2041 | 5.5844 | 34.8224 | 8.9867 | 6.5557 | -2.7838 | 35.2404 | 7.8727 | 5.7431 | -8.1695 | 35.4933 | 6.9033 | 5.0359 | -11.9472 | 31.1022 | 14.1186 | 10.2993 | 13.4141 | 31.3201 | 13.4374 | 9.8024 | 9.9635 | 31.4416 | 13.2531 | 9.6679 | 9.2913 | 31.6224 | 13.0371 | 9.5104 | 8.8274 | 31.809 | 12.8314 | 9.3603 | 8.3649 | 32.0066 | 12.6192 | 9.2055 | 7.9146 | 32.2278 | 12.4047 | 9.0491 | 7.4393 | 32.477 | 12.1735 | 8.8804 | 6.8566 | 32.8371 | 11.7878 | 8.599 | 5.4446 | 33.1134 | 11.4005 | 8.3165 | 3.9476 | 34.0256 | 10.1269 | 7.3874 | -1.7532 | 33.3705 | 11.0205 | 8.0393 | 2.4594 | 34.776 | 8.2924 | 6.0492 | -8.0422 | 35.1116 | 7.2246 | 5.2702 | -11.7823 | 35.1564 | 7.0452 | 5.1394 | -11.1458
GILLSROW | PENRITH & SHAP | HARKER / HUTTON | 337117 | 526444 | 7.4186 | 7.4186 | 7.4186 | 3.8035 | 7.5087 | 7.5087 | 7.5087 | 3.4481 | 7.5886 | 7.5886 | 7.5886 | 3.2698 | 7.6623 | 7.6623 | 7.6623 | 3.1003 | 7.7405 | 7.7405 | 7.7405 | 2.8302 | 7.8279 | 7.8279 | 7.8279 | 2.5682 | 7.9244 | 7.9244 | 7.9244 | 2.4944 | 8.0402 | 8.0402 | 8.0402 | 2.2558 | 8.1423 | 8.1423 | 8.1423 | 2.0439 | 8.205 | 8.205 | 8.205 | 1.8372 | 8.415 | 8.415 | 8.415 | 1.0322 | 8.2641 | 8.2641 | 8.2641 | 1.683 | 8.5362 | 8.5362 | 8.5362 | 0.061556 | 8.5868 | 8.5868 | 8.5868 | -0.46544 | 8.5838 | 8.5838 | 8.5838 | -0.75167 | 7.4168 | 7.4168 | 7.4168 | 3.8035 | 7.5042 | 7.5042 | 7.5042 | 3.6628 | 7.5453 | 7.5453 | 7.5453 | 3.6379 | 7.5923 | 7.5923 | 7.5923 | 3.5545 | 7.6479 | 7.6479 | 7.6479 | 3.4672 | 7.7122 | 7.7122 | 7.7122 | 3.3965 | 7.7903 | 7.7903 | 7.7903 | 3.3098 | 7.8842 | 7.8842 | 7.8842 | 3.1398 | 7.9811 | 7.9811 | 7.9811 | 2.944 | 8.0349 | 8.0349 | 8.0349 | 2.8803 | 8.1022 | 8.1022 | 8.1022 | 2.6106 | 8.0605 | 8.0605 | 8.0605 | 2.8221 | 8.1707 | 8.1707 | 8.1707 | 2.0033 | 8.216 | 8.216 | 8.216 | 1.2853 | 8.2375 | 8.2375 | 8.2375 | 0.84322 | 7.4186 | 7.4186 | 7.4186 | 3.8035 | 7.5087 | 7.5087 | 7.5087 | 3.6675 | 7.5886 | 7.5886 | 7.5886 | 3.5639 | 7.6623 | 7.6623 | 7.6623 | 3.4359 | 7.7405 | 7.7405 | 7.7405 | 3.3197 | 7.8279 | 7.8279 | 7.8279 | 3.2108 | 7.9244 | 7.9244 | 7.9244 | 3.1744 | 8.0402 | 8.0402 | 8.0402 | 3.0755 | 8.1423 | 8.1423 | 8.1423 | 2.9183 | 8.205 | 8.205 | 8.205 | 2.7062 | 8.415 | 8.415 | 8.415 | 1.9673 | 8.2641 | 8.2641 | 8.2641 | 2.5367 | 8.5362 | 8.5362 | 8.5362 | 1.2947 | 8.5868 | 8.5868 | 8.5868 | 0.76015 | 8.5838 | 8.5838 | 8.5838 | 0.81351 | 7.4195 | 7.4195 | 7.4195 | 3.8035 | 7.5233 | 7.5233 | 7.5233 | 3.3579 | 7.6241 | 7.6241 | 7.6241 | 3.1803 | 7.7411 | 7.7411 | 7.7411 | 3.0239 | 7.8804 | 7.8804 | 7.8804 | 2.7686 | 8.0216 | 8.0216 | 8.0216 | 2.5326 | 8.0928 | 8.0928 | 8.0928 | 2.4976 | 8.165 | 8.165 | 8.165 | 2.3053 | 8.2517 | 8.2517 | 8.2517 | 2.1342 | 8.32 | 8.32 | 8.32 | 1.9548 | 8.5634 | 8.5634 | 8.5634 | 1.2523 | 8.3821 | 8.3821 | 8.3821 | 1.8285 | 8.6997 | 8.6997 | 8.6997 | 0.40009 | 8.7284 | 8.7284 | 8.7284 | -0.031473 | 8.7245 | 8.7245 | 8.7245 | -0.24278 | 7.4195 | 7.4195 | 7.4195 | 3.8035 | 7.517 | 7.517 | 7.517 | 3.3218 | 7.6161 | 7.6161 | 7.6161 | 3.1371 | 7.7457 | 7.7457 | 7.7457 | 2.95 | 7.8905 | 7.8905 | 7.8905 | 2.6785 | 7.9977 | 7.9977 | 7.9977 | 2.4593 | 8.0638 | 8.0638 | 8.0638 | 2.4442 | 8.1296 | 8.1296 | 8.1296 | 2.2629 | 8.2314 | 8.2314 | 8.2314 | 2.0077 | 8.3046 | 8.3046 | 8.3046 | 1.7286 | 8.5091 | 8.5091 | 8.5091 | 0.74097 | 8.3623 | 8.3623 | 8.3623 | 1.5005 | 8.6402 | 8.6402 | 8.6402 | -0.012705 | 8.6629 | 8.6629 | 8.6629 | -0.29546 | 8.6477 | 8.6477 | 8.6477 | -0.12464
GLAXO | ULVERSTON | HARKER / HUTTON | 330458 | 477825 | 14.432 | 2.3761 | 1.7078 | 14.432 | 14.0038 | 2.3056 | 1.6571 | 14.0038 | 13.5506 | 2.231 | 1.6035 | 13.5506 | 13.2924 | 2.1885 | 1.5729 | 13.2924 | 12.8607 | 2.1174 | 1.5218 | 12.8607 | 12.3466 | 2.0328 | 1.461 | 12.3466 | 11.8753 | 1.9552 | 1.4052 | 11.8753 | 11.5053 | 1.8943 | 1.3614 | 11.5053 | 10.4779 | 1.7251 | 1.2399 | 10.4779 | 10.8919 | 1.7933 | 1.2889 | 10.8919 | 8.6174 | 1.4188 | 1.0197 | 8.6174 | 10.9932 | 1.8099 | 1.3008 | 10.9932 | 5.441 | 0.89582 | 0.64384 | 5.441 | 19.1973 | 3.1607 | 2.2717 | 14.3449 | 27.1005 | 6.1676 | 4.4328 | 14.2645 | 14.432 | 2.3761 | 1.7078 | 14.432 | 14.2369 | 2.344 | 1.6847 | 14.2369 | 14.2158 | 2.3405 | 1.6822 | 14.2158 | 14.2123 | 2.3399 | 1.6818 | 14.2123 | 14.083 | 2.3187 | 1.6665 | 14.083 | 14.0832 | 2.3187 | 1.6665 | 14.0832 | 14.0454 | 2.3125 | 1.662 | 14.0454 | 13.9035 | 2.2891 | 1.6452 | 13.9035 | 13.6709 | 2.2508 | 1.6177 | 13.6709 | 13.5462 | 2.2303 | 1.6029 | 13.5462 | 13.0077 | 2.1416 | 1.5392 | 13.0077 | 13.4357 | 2.2121 | 1.5899 | 13.4357 | 12.2567 | 2.018 | 1.4504 | 12.2567 | 20.3582 | 4.5993 | 3.3056 | 20.3582 | 20.3597 | 7.0827 | 5.0905 | 20.3597 | 14.432 | 2.3761 | 1.7078 | 14.432 | 14.1302 | 2.3264 | 1.672 | 14.1302 | 13.7131 | 2.2578 | 1.6227 | 13.7131 | 13.442 | 2.2131 | 1.5906 | 13.442 | 13.0477 | 2.1482 | 1.544 | 13.0477 | 12.5916 | 2.0731 | 1.49 | 12.5916 | 12.1928 | 2.0074 | 1.4428 | 12.1928 | 11.8388 | 1.9492 | 1.4009 | 11.8388 | 10.9646 | 1.8052 | 1.2975 | 10.9646 | 11.1072 | 1.8287 | 1.3143 | 11.1072 | 9.1283 | 1.5029 | 1.0802 | 9.1283 | 11.2657 | 1.8548 | 1.3331 | 11.2657 | 6.7414 | 1.1099 | 0.79772 | 6.7414 | 21.097 | 3.4735 | 2.4964 | 14.5987 | 27.0689 | 6.5551 | 4.7113 | 14.5994 | 14.432 | 2.3761 | 1.7078 | 14.432 | 13.866 | 2.2829 | 1.6408 | 13.866 | 13.4067 | 2.2073 | 1.5864 | 13.4067 | 13.1305 | 2.1618 | 1.5538 | 13.1305 | 12.4647 | 2.0522 | 1.475 | 12.4647 | 11.9497 | 1.9674 | 1.414 | 11.9497 | 11.1583 | 1.8371 | 1.3204 | 11.1583 | 11.5879 | 1.9079 | 1.3712 | 11.5879 | 11.3096 | 1.862 | 1.3383 | 11.3096 | 10.8663 | 1.789 | 1.2858 | 10.8663 | 1.856 | 0.30557 | 0.21962 | 1.856 | 10.5997 | 1.7452 | 1.2543 | 10.5997 | 2.6844 | 0.44197 | 0.31765 | 2.6844 | 16.74 | 2.7561 | 1.9809 | 13.537 | 28.0017 | 5.7382 | 4.1241 | 13.5148 | 14.432 | 2.3761 | 1.7078 | 14.432 | 13.8178 | 2.275 | 1.6351 | 13.8178 | 13.3225 | 2.1934 | 1.5765 | 13.3225 | 13.0007 | 2.1405 | 1.5384 | 13.0007 | 12.405 | 2.0424 | 1.4679 | 12.405 | 11.7638 | 1.9368 | 1.392 | 11.7638 | 9.7402 | 1.6037 | 1.1526 | 9.7402 | 8.5236 | 1.4034 | 1.0086 | 8.5236 | 3.7052 | 0.61004 | 0.43844 | 3.7052 | 2.9357 | 0.48335 | 0.34739 | 2.9357 | 2.6844 | 0.44197 | 0.31765 | 2.6844 | 1.6707 | 0.27507 | 0.1977 | 1.6707 | 0.60169 | 0.099064 | 0.071199 | 0.60169 | 28.017 | 5.7749 | 4.1506 | 13.4326 | 27.9976 | 5.6352 | 4.0501 | 13.4762
GLOSSOP | HYDE | STALYBRIDGE | 402300 | 394074 | 30.462 | 14.9453 | 10.7415 | 13.7329 | 30.6653 | 14.7861 | 10.627 | 12.9208 | 30.7692 | 14.5695 | 10.4714 | 12.4952 | 30.8868 | 14.5719 | 10.4731 | 12.2574 | 31.0093 | 14.3176 | 10.2904 | 11.7588 | 31.1452 | 14.2223 | 10.2218 | 11.3569 | 31.292 | 14.0675 | 10.1106 | 11.0321 | 31.4321 | 13.9195 | 10.0042 | 10.55 | 31.5845 | 13.7866 | 9.9087 | 10.1738 | 31.7031 | 13.544 | 9.7343 | 9.7666 | 32.136 | 12.927 | 9.2909 | 7.5079 | 31.817 | 13.3917 | 9.6249 | 9.4769 | 32.6026 | 11.2598 | 8.0926 | 2.0041 | 32.9123 | 10.6072 | 7.6236 | -2.3788 | 33.1567 | 9.6644 | 6.946 | -5.5376 | 30.4477 | 14.9453 | 10.7415 | 13.7329 | 30.6784 | 14.8175 | 10.6496 | 13.0097 | 30.7493 | 14.7846 | 10.626 | 12.8702 | 30.8347 | 14.7243 | 10.5827 | 12.8374 | 30.9157 | 14.6751 | 10.5473 | 12.545 | 30.9715 | 14.6189 | 10.5069 | 12.3682 | 31.0451 | 14.5373 | 10.4482 | 12.1739 | 31.1416 | 14.3944 | 10.3455 | 11.692 | 31.253 | 14.238 | 10.2332 | 11.2596 | 31.3082 | 14.0923 | 10.1284 | 10.949 | 31.5245 | 13.8905 | 9.9834 | 10.0299 | 31.3614 | 14.063 | 10.1073 | 10.7268 | 31.7782 | 13.5987 | 9.7737 | 9.005 | 31.9935 | 13.4619 | 9.6754 | 8.4033 | 32.1768 | 13.1354 | 9.4407 | 7.9422 | 30.462 | 14.9453 | 10.7415 | 13.7329 | 30.6656 | 14.8203 | 10.6517 | 13.0796 | 30.7696 | 14.6815 | 10.5519 | 12.7123 | 30.8874 | 14.6421 | 10.5236 | 12.5094 | 31.0111 | 14.3069 | 10.2827 | 12.0688 | 31.1478 | 14.2838 | 10.2661 | 11.7551 | 31.295 | 14.146 | 10.167 | 11.5322 | 31.4338 | 14.0166 | 10.074 | 11.1302 | 31.5864 | 13.903 | 9.9924 | 10.7892 | 31.7039 | 13.6548 | 9.814 | 10.3916 | 32.1212 | 13.2439 | 9.5186 | 9.1636 | 31.8153 | 13.5312 | 9.7251 | 10.0888 | 32.5254 | 12.3148 | 8.8509 | 7.8603 | 32.8038 | 12.3651 | 8.887 | 7.0995 | 32.9965 | 11.8896 | 8.5453 | 6.654 | 30.4668 | 14.9453 | 10.7415 | 13.7329 | 30.6716 | 14.7681 | 10.6141 | 12.8963 | 30.7845 | 14.6211 | 10.5085 | 12.5042 | 30.9206 | 14.5133 | 10.431 | 12.2993 | 31.0754 | 14.2531 | 10.2439 | 11.8409 | 31.2513 | 14.0533 | 10.1004 | 11.5 | 31.4377 | 13.9004 | 9.9905 | 11.2612 | 31.6135 | 13.6 | 9.7746 | 10.8842 | 31.8243 | 13.4443 | 9.6627 | 10.5895 | 31.9907 | 13.3303 | 9.5807 | 10.2419 | 32.6956 | 12.2991 | 8.8396 | 8.1511 | 32.1485 | 13.1846 | 9.476 | 10.0126 | 33.4008 | 11.0659 | 7.9533 | 2.8455 | 33.8427 | 9.9704 | 7.166 | -1.3349 | 34.0983 | 9.422 | 6.7717 | -4.2422 | 30.4668 | 14.9453 | 10.7415 | 13.7329 | 30.6476 | 14.7927 | 10.6318 | 12.9216 | 30.732 | 14.6308 | 10.5154 | 12.5857 | 30.8419 | 14.5416 | 10.4513 | 12.4325 | 30.9751 | 14.216 | 10.2173 | 12.0287 | 31.1295 | 14.13 | 10.1555 | 11.7498 | 31.3058 | 14.0158 | 10.0735 | 11.5663 | 31.5086 | 13.7185 | 9.8598 | 11.0784 | 31.7921 | 13.4379 | 9.6581 | 9.9309 | 32.0258 | 13.0464 | 9.3767 | 8.689 | 32.7677 | 11.9217 | 8.5684 | 4.1783 | 32.2419 | 12.6878 | 9.119 | 7.5539 | 33.4374 | 10.379 | 7.4596 | -0.71993 | 33.765 | 9.608 | 6.9055 | -3.5899 | 33.822 | 9.582 | 6.8867 | -3.2299
GOLBORNE | GOLBORNE | BOLD | 360621 | 397766 | 37.3844 | 6.1551 | 4.4238 | 9.2018 | 34.0857 | 5.612 | 4.0334 | 6.1298 | 32.2943 | 5.317 | 3.8214 | 4.5067 | 31.5899 | 5.201 | 3.7381 | 4.156 | 29.4987 | 4.8567 | 3.4906 | 2.4555 | 27.6825 | 4.5577 | 3.2757 | 1.2255 | 26.5864 | 4.3772 | 3.146 | 0.32551 | 25.2863 | 4.1632 | 2.9922 | -0.67416 | 23.9237 | 3.9389 | 2.8309 | -1.6688 | 22.7868 | 3.7517 | 2.6964 | -2.394 | 16.9418 | 2.7893 | 2.0047 | -6.7943 | 21.8643 | 3.5998 | 2.5872 | -3.0093 | 8.0639 | 1.3277 | 0.95422 | -16.1192 | 3.6121 | 0.5947 | 0.42742 | -23.7519 | 2.6844 | 0.44197 | 0.31765 | -29.3472 | 37.3844 | 6.1551 | 4.4238 | 9.2018 | 36.0753 | 5.9395 | 4.2689 | 7.9794 | 35.4511 | 5.8368 | 4.195 | 7.3928 | 35.3923 | 5.8271 | 4.188 | 7.509 | 34.4447 | 5.6711 | 4.0759 | 6.7197 | 33.6653 | 5.5427 | 3.9837 | 6.1404 | 32.8617 | 5.4104 | 3.8886 | 5.4914 | 31.7924 | 5.2344 | 3.7621 | 4.6338 | 30.4535 | 5.0139 | 3.6036 | 3.513 | 29.6228 | 4.8772 | 3.5053 | 2.8458 | 26.6985 | 4.3957 | 3.1593 | 0.45665 | 28.9897 | 4.7729 | 3.4304 | 2.3404 | 25.691 | 4.2298 | 3.0401 | -1.9551 | 27.0933 | 4.4607 | 3.206 | -3.524 | 26.7081 | 4.3973 | 3.1604 | -4.5075 | 37.3844 | 6.1551 | 4.4238 | 9.2018 | 35.8073 | 5.8954 | 4.2371 | 7.7842 | 34.3292 | 5.652 | 4.0622 | 6.4606 | 33.6163 | 5.5347 | 3.9779 | 6.1062 | 31.6224 | 5.2064 | 3.7419 | 4.5045 | 29.8636 | 4.9168 | 3.5338 | 3.397 | 28.9951 | 4.7738 | 3.431 | 2.5946 | 27.8621 | 4.5873 | 3.297 | 1.7392 | 26.5456 | 4.3705 | 3.1412 | 0.78445 | 25.2551 | 4.1581 | 2.9885 | -0.10378 | 20.8431 | 3.4317 | 2.4664 | -3.1642 | 24.287 | 3.9987 | 2.8739 | -0.7642 | 18.6989 | 3.0786 | 2.2127 | -6.3497 | 20.9119 | 3.443 | 2.4745 | -8.2994 | 20.1 | 3.3093 | 2.3785 | -9.301 | 37.3844 | 6.1551 | 4.4238 | 9.2018 | 33.093 | 5.4485 | 3.916 | 5.2649 | 31.1935 | 5.1358 | 3.6912 | 3.602 | 30.4152 | 5.0076 | 3.5991 | 3.3429 | 28.2775 | 4.6557 | 3.3461 | 1.7092 | 26.6253 | 4.3837 | 3.1506 | 0.58997 | 25.5091 | 4.1999 | 3.0185 | 0.071512 | 23.8194 | 3.9217 | 2.8186 | -0.98792 | 22.2767 | 3.6677 | 2.636 | -1.8234 | 20.6342 | 3.3973 | 2.4417 | -2.7028 | 13.0069 | 2.1415 | 1.5391 | -7.4438 | 19.3037 | 3.1782 | 2.2842 | -3.3761 | 2.5878 | 0.42607 | 0.30622 | -16.5145 | 2.6844 | 0.44197 | 0.31765 | -23.2142 | 2.6844 | 0.44197 | 0.31765 | -27.4138 | 37.3844 | 6.1551 | 4.4238 | 9.2018 | 32.7499 | 5.392 | 3.8754 | 4.8726 | 30.8899 | 5.0858 | 3.6553 | 3.2157 | 29.9721 | 4.9347 | 3.5467 | 3.017 | 28.0389 | 4.6164 | 3.3179 | 1.4205 | 26.5099 | 4.3647 | 3.137 | 0.36159 | 25.5976 | 4.2145 | 3.029 | -0.11115 | 23.9214 | 3.9385 | 2.8307 | -1.3925 | 21.3298 | 3.5118 | 2.524 | -3.5557 | 18.883 | 3.1089 | 2.2345 | -5.6909 | 17.504 | 2.8819 | 2.0713 | -13.6637 | 17.0365 | 2.8049 | 2.016 | -7.5732 | 4.424 | 0.72839 | 0.5235 | -22.1617 | 2.6844 | 0.44197 | 0.31765 | -26.8877 | 2.6844 | 0.44197 | 0.31765 | -26.5278
GOWHOLE | NEW MILLS | STALYBRIDGE | 401104 | 383846 | 30.8155 | 11.063 | 7.9512 | 12.4892 | 31.0337 | 10.2188 | 7.3445 | 11.9102 | 31.2204 | 9.465 | 6.8027 | 11.3193 | 31.4606 | 8.7769 | 6.3081 | 10.7785 | 31.7204 | 8.6404 | 6.21 | 10.2113 | 32.0151 | 8.4622 | 6.0819 | 9.5258 | 32.2747 | 8.2954 | 5.9621 | 8.8913 | 32.553 | 8.0542 | 5.7887 | 8.316 | 32.9191 | 8.0266 | 5.7689 | 7.7214 | 33.135 | 7.9134 | 5.6875 | 7.1376 | 33.8953 | 7.3088 | 5.253 | 3.9286 | 33.3404 | 7.8344 | 5.6307 | 6.657 | 34.5698 | 6.4796 | 4.657 | -3.2264 | 34.9337 | 6.2488 | 4.4911 | -8.4814 | 34.2205 | 5.6342 | 4.0494 | -12.071 | 30.7918 | 11.063 | 7.9512 | 12.4892 | 30.9917 | 10.5123 | 7.5554 | 11.9408 | 31.0181 | 10.0555 | 7.2271 | 11.7355 | 31.0937 | 9.609 | 6.9062 | 11.5311 | 31.1596 | 9.1928 | 6.6071 | 11.284 | 31.2235 | 8.7948 | 6.321 | 10.9551 | 31.3352 | 8.6968 | 6.2505 | 10.5553 | 31.499 | 8.5781 | 6.1652 | 9.9674 | 31.6913 | 8.4503 | 6.0734 | 9.2801 | 31.7925 | 8.381 | 6.0236 | 8.8866 | 32.1873 | 8.1627 | 5.8667 | 7.4991 | 31.8912 | 8.3121 | 5.9741 | 8.5244 | 32.6104 | 8.0621 | 5.7944 | 6.0963 | 32.8636 | 8.6663 | 6.2287 | 5.2898 | 33.0369 | 8.6967 | 6.2505 | 4.8738 | 30.8155 | 11.063 | 7.9512 | 12.4892 | 31.0348 | 10.5234 | 7.5633 | 12.037 | 31.2217 | 9.9926 | 7.1819 | 11.513 | 31.4621 | 9.4971 | 6.8257 | 11.0761 | 31.7234 | 9.0295 | 6.4897 | 10.6588 | 32.0187 | 8.5762 | 6.1639 | 10.1988 | 32.2773 | 8.4584 | 6.0792 | 9.8217 | 32.5539 | 8.2469 | 5.9272 | 9.45 | 32.9197 | 8.2334 | 5.9175 | 8.9372 | 33.134 | 8.1243 | 5.8391 | 8.3634 | 33.8773 | 7.719 | 5.5478 | 6.3232 | 33.3366 | 8.0373 | 5.7766 | 7.8372 | 34.483 | 7.8002 | 5.6062 | 4.4632 | 34.8072 | 8.3783 | 6.0216 | 3.5811 | 34.9643 | 8.2648 | 5.94 | 3.5103 | 30.8216 | 11.063 | 7.9512 | 12.4892 | 31.0522 | 10.4881 | 7.538 | 11.9428 | 31.2661 | 9.9599 | 7.1583 | 11.4064 | 31.5659 | 9.4219 | 6.7717 | 10.9154 | 31.9192 | 8.9065 | 6.4013 | 10.4049 | 32.3211 | 8.359 | 6.0078 | 9.8287 | 32.6521 | 8.2568 | 5.9344 | 9.3542 | 32.9722 | 8.1401 | 5.8505 | 8.9503 | 33.3706 | 7.9842 | 5.7384 | 8.4236 | 33.6504 | 7.8106 | 5.6136 | 7.862 | 34.6669 | 7.0723 | 5.083 | 4.7533 | 33.9074 | 7.7058 | 5.5383 | 7.4438 | 35.733 | 6.1383 | 4.4117 | -1.6511 | 35.7418 | 5.8846 | 4.2294 | -6.5035 | 32.1529 | 5.2937 | 3.8047 | -9.7714 | 30.8216 | 11.063 | 7.9512 | 12.4892 | 31.0318 | 10.9445 | 7.866 | 11.9958 | 31.2234 | 10.8268 | 7.7814 | 11.5218 | 31.5049 | 10.6349 | 7.6435 | 11.0568 | 31.8465 | 10.4857 | 7.5363 | 10.5752 | 32.2376 | 10.3949 | 7.4711 | 10.1073 | 32.5259 | 10.2397 | 7.3595 | 9.7259 | 32.831 | 10.0689 | 7.2367 | 9.1972 | 33.2673 | 9.7448 | 7.0038 | 7.7574 | 33.6133 | 9.374 | 6.7373 | 6.1039 | 34.8139 | 7.9203 | 5.6925 | 0.0030659 | 33.9419 | 9.0256 | 6.4869 | 4.516 | 35.8259 | 6.2671 | 4.5043 | -6.0357 | 32.8558 | 5.4095 | 3.8879 | -9.2943 | 32.9869 | 5.431 | 3.9034 | -8.2207
GRANE RD & PRINNY HILL | ROSSENDALE | PADIHAM | 378312 | 422726 | 24.2891 | 9.111 | 6.6464 | 12.3149 | 24.4746 | 8.8516 | 6.4572 | 11.5941 | 24.6173 | 8.7369 | 6.3735 | 11.3473 | 24.7849 | 8.5739 | 6.2545 | 11.1364 | 24.9649 | 8.4169 | 6.14 | 10.9395 | 25.0829 | 8.2919 | 6.0489 | 10.7374 | 25.1776 | 8.1156 | 5.9202 | 10.5341 | 25.2884 | 7.9219 | 5.7789 | 10.3417 | 25.4123 | 7.7959 | 5.687 | 10.1572 | 25.51 | 7.7489 | 5.6527 | 9.9468 | 25.9658 | 7.5282 | 5.4917 | 8.8122 | 25.6155 | 7.7151 | 5.6281 | 9.7449 | 26.6652 | 6.4924 | 4.7361 | 5.8815 | 27.2201 | 6.1738 | 4.5037 | 3.423 | 27.8258 | 5.5307 | 4.0346 | 1.1889 | 24.2745 | 9.111 | 6.6464 | 12.3149 | 24.4404 | 8.98 | 6.5508 | 11.8938 | 24.4838 | 8.8308 | 6.442 | 11.786 | 24.541 | 8.6698 | 6.3245 | 11.6394 | 24.6024 | 8.6258 | 6.2924 | 11.4843 | 24.6703 | 8.5414 | 6.2308 | 11.3223 | 24.7582 | 8.4449 | 6.1605 | 11.1009 | 24.8633 | 8.3987 | 6.1268 | 10.8148 | 24.9478 | 8.3284 | 6.0755 | 10.4989 | 25.009 | 8.286 | 6.0445 | 10.3128 | 25.3315 | 8.0775 | 5.8924 | 9.631 | 25.0773 | 8.2478 | 6.0167 | 10.1351 | 25.7323 | 7.8311 | 5.7127 | 8.9678 | 26.1387 | 8.1127 | 5.9181 | 8.5032 | 26.4927 | 8.4128 | 6.137 | 8.1603 | 24.2891 | 9.111 | 6.6464 | 12.3149 | 24.476 | 8.9651 | 6.5399 | 11.903 | 24.6193 | 8.8565 | 6.4607 | 11.719 | 24.7876 | 8.7596 | 6.39 | 11.5173 | 24.9729 | 8.6452 | 6.3066 | 11.3218 | 25.0931 | 8.4278 | 6.1479 | 11.1403 | 25.1893 | 8.2223 | 5.998 | 10.962 | 25.2952 | 8.0518 | 5.8737 | 10.7931 | 25.4198 | 7.8873 | 5.7537 | 10.6135 | 25.513 | 7.8623 | 5.7354 | 10.406 | 25.9083 | 7.7629 | 5.6629 | 9.6383 | 25.6092 | 7.8133 | 5.6997 | 10.2066 | 26.3646 | 7.3 | 5.3253 | 8.9099 | 26.7974 | 7.3753 | 5.3801 | 8.2824 | 27.1631 | 7.0218 | 5.1223 | 7.4903 | 24.2938 | 9.111 | 6.6464 | 12.3149 | 24.4929 | 8.8968 | 6.4901 | 11.4633 | 24.6658 | 8.7858 | 6.4091 | 11.2127 | 24.8886 | 8.6708 | 6.3252 | 11.0141 | 25.0402 | 8.1504 | 5.9456 | 10.8119 | 25.1677 | 7.9618 | 5.808 | 10.6181 | 25.3164 | 7.7223 | 5.6333 | 10.4369 | 25.4837 | 7.5227 | 5.4877 | 10.2814 | 25.6924 | 7.3252 | 5.3436 | 10.1051 | 25.8785 | 7.0828 | 5.1668 | 9.8637 | 26.8066 | 6.2657 | 4.5707 | 7.7934 | 26.0825 | 6.8766 | 5.0164 | 9.5613 | 28.0022 | 5.222 | 3.8094 | 3.8688 | 28.7609 | 4.917 | 3.5869 | 1.024 | 27.7598 | 4.5029 | 3.2848 | -0.59557 | 24.2938 | 9.111 | 6.6464 | 12.3149 | 24.4892 | 8.8796 | 6.4775 | 11.4172 | 24.6591 | 8.8882 | 6.4838 | 11.1792 | 24.8913 | 8.8277 | 6.4397 | 10.9918 | 25.0457 | 8.6378 | 6.3012 | 10.7856 | 25.1954 | 8.3455 | 6.088 | 10.5903 | 25.3781 | 8.2753 | 6.0367 | 10.3959 | 25.5942 | 8.2897 | 6.0472 | 10.1637 | 25.8769 | 8.1391 | 5.9374 | 9.4752 | 26.1377 | 7.8133 | 5.6997 | 8.6534 | 27.2274 | 6.8115 | 4.9689 | 5.2734 | 26.4067 | 7.4523 | 5.4363 | 7.819 | 28.3664 | 5.5577 | 4.0543 | 1.5685 | 28.8971 | 4.8846 | 3.5632 | -0.38276 | 28.6223 | 4.6428 | 3.3869 | -0.4413
GRANGE | ULVERSTON | HARKER / HUTTON | 340240 | 478314 | 21.018 | 21.018 | 19.6497 | 11.8216 | 21.1415 | 21.1415 | 19.5353 | 11.0911 | 21.2148 | 21.2148 | 19.459 | 10.6974 | 21.3051 | 21.3051 | 19.3934 | 10.4557 | 21.404 | 21.404 | 19.2912 | 9.9959 | 21.5167 | 21.5167 | 19.1881 | 9.5249 | 21.6451 | 21.6451 | 19.1147 | 9.2639 | 21.784 | 21.784 | 19.0245 | 8.8276 | 21.9259 | 21.9259 | 18.9428 | 8.4443 | 22.0204 | 22.0204 | 18.8647 | 8.1035 | 22.339 | 22.339 | 18.5177 | 6.4802 | 22.1085 | 22.1085 | 18.81 | 7.8881 | 22.5997 | 22.5997 | 17.9141 | 3.1009 | 22.7207 | 22.7207 | 17.5578 | 0.73772 | 22.7589 | 22.7589 | 17.1796 | -1.151 | 21.0071 | 21.0071 | 19.6497 | 11.8216 | 21.1435 | 21.1435 | 19.5655 | 11.2535 | 21.1832 | 21.1832 | 19.5377 | 11.0924 | 21.2415 | 21.2415 | 19.52 | 11.0316 | 21.3031 | 21.3031 | 19.4696 | 10.7737 | 21.3596 | 21.3596 | 19.4234 | 10.5416 | 21.4223 | 21.4223 | 19.3935 | 10.4247 | 21.5062 | 21.5062 | 19.332 | 10.0743 | 21.6021 | 21.6021 | 19.2704 | 9.7163 | 21.6413 | 21.6413 | 19.2371 | 9.5339 | 21.7737 | 21.7737 | 19.1195 | 8.9445 | 21.6778 | 21.6778 | 19.2104 | 9.3945 | 21.9094 | 21.9094 | 18.9284 | 8.0416 | 22.0013 | 22.0013 | 18.8353 | 7.333 | 22.0621 | 22.0621 | 18.7851 | 6.8772 | 21.018 | 21.018 | 19.6497 | 11.8216 | 21.1415 | 21.1415 | 19.5631 | 11.2615 | 21.2148 | 21.2148 | 19.4997 | 10.9512 | 21.3051 | 21.3051 | 19.4477 | 10.8035 | 21.404 | 21.404 | 19.3665 | 10.487 | 21.5167 | 21.5167 | 19.2924 | 10.2154 | 21.6451 | 21.6451 | 19.2483 | 10.1603 | 21.784 | 21.784 | 19.1841 | 9.9047 | 21.9259 | 21.9259 | 19.1101 | 9.5807 | 22.0204 | 22.0204 | 19.0316 | 9.2387 | 22.339 | 22.339 | 18.7496 | 8.0739 | 22.1085 | 22.1085 | 18.9699 | 8.973 | 22.5997 | 22.5997 | 18.4681 | 6.9841 | 22.7207 | 22.7207 | 18.3507 | 6.3347 | 22.7589 | 22.7589 | 18.2301 | 6.2942 | 21.022 | 21.022 | 19.6497 | 11.8216 | 21.1465 | 21.1465 | 19.522 | 11.0465 | 21.2298 | 21.2298 | 19.4418 | 10.6613 | 21.3416 | 21.3416 | 19.3659 | 10.4353 | 21.4739 | 21.4739 | 19.2493 | 9.9978 | 21.6243 | 21.6243 | 19.1343 | 9.5681 | 21.7825 | 21.7825 | 19.0468 | 9.3632 | 21.9355 | 21.9355 | 18.9364 | 8.9976 | 22.1228 | 22.1228 | 18.8316 | 8.6753 | 22.2469 | 22.2469 | 18.7277 | 8.3807 | 22.6638 | 22.6638 | 18.2951 | 6.9096 | 22.3575 | 22.3575 | 18.6472 | 8.2124 | 23.0484 | 23.0484 | 17.6024 | 3.6973 | 23.2287 | 23.2287 | 17.1989 | 1.4679 | 23.3455 | 23.3455 | 16.8135 | -0.31608 | 21.022 | 21.022 | 19.6497 | 11.8216 | 21.1313 | 21.1313 | 19.5264 | 11.051 | 21.199 | 21.199 | 19.4518 | 10.6833 | 21.2955 | 21.2955 | 19.372 | 10.4691 | 21.4111 | 21.4111 | 19.2591 | 10.0636 | 21.5431 | 21.5431 | 19.1526 | 9.7005 | 21.6814 | 21.6814 | 19.0754 | 9.5704 | 21.8158 | 21.8158 | 18.9749 | 9.2581 | 22.0051 | 22.0051 | 18.8167 | 8.5388 | 22.1498 | 22.1498 | 18.654 | 7.7678 | 22.6341 | 22.6341 | 18.1361 | 4.8975 | 22.285 | 22.285 | 18.5124 | 7.0827 | 22.9986 | 22.9986 | 17.4619 | 2.1388 | 23.1458 | 23.1458 | 17.1109 | 0.57131 | 23.167 | 23.167 | 16.9932 | 0.77419
GREAT HARWOOD | HUNCOAT | PADIHAM | 373765 | 431955 | 17.3906 | 3.7391 | 2.7276 | 17.3906 | 17.5194 | 3.0324 | 2.2121 | 17.5194 | 2.6914 | 0.43658 | 0.31848 | 2.6914 | 2.6914 | 0.43658 | 0.31848 | 2.6914 | 2.6914 | 0.43658 | 0.31848 | 2.6914 | 2.6914 | 0.43658 | 0.31848 | 2.6914 | 2.6914 | 0.43658 | 0.31848 | 2.6914 | 2.6914 | 0.43658 | 0.31848 | 2.6914 | 2.6914 | 0.43658 | 0.31848 | 2.6914 | 2.6914 | 0.43658 | 0.31848 | 2.6914 | 2.6914 | 0.43658 | 0.31848 | 2.6914 | 2.6914 | 0.43658 | 0.31848 | 2.6914 | 2.6914 | 0.43658 | 0.31848 | 2.6914 | 2.6914 | 0.43658 | 0.31848 | 2.6914 | 2.6914 | 0.43658 | 0.31848 | 2.6914 | 17.3987 | 3.7391 | 2.7276 | 17.3987 | 17.5707 | 3.6061 | 2.6306 | 17.5707 | 0.66211 | 0.1074 | 0.078348 | 0.66211 | 2.6914 | 0.43658 | 0.31848 | 2.6914 | 2.6914 | 0.43658 | 0.31848 | 2.6914 | 2.6914 | 0.43658 | 0.31848 | 2.6914 | 2.6914 | 0.43658 | 0.31848 | 2.6914 | 2.6914 | 0.43658 | 0.31848 | 2.6914 | 2.6914 | 0.43658 | 0.31848 | 2.6914 | 2.6914 | 0.43658 | 0.31848 | 2.6914 | 2.6914 | 0.43658 | 0.31848 | 2.6914 | 2.6914 | 0.43658 | 0.31848 | 2.6914 | 2.6914 | 0.43658 | 0.31848 | 2.6914 | 2.6914 | 0.43658 | 0.31848 | 2.6914 | 2.6914 | 0.43658 | 0.31848 | 2.6914 | 17.3906 | 3.7391 | 2.7276 | 17.3906 | 17.5199 | 3.4484 | 2.5156 | 17.5199 | 2.6914 | 0.43658 | 0.31848 | 2.6914 | 2.6914 | 0.43658 | 0.31848 | 2.6914 | 2.6914 | 0.43658 | 0.31848 | 2.6914 | 2.6914 | 0.43658 | 0.31848 | 2.6914 | 2.6914 | 0.43658 | 0.31848 | 2.6914 | 2.6914 | 0.43658 | 0.31848 | 2.6914 | 2.6914 | 0.43658 | 0.31848 | 2.6914 | 2.6914 | 0.43658 | 0.31848 | 2.6914 | 2.6914 | 0.43658 | 0.31848 | 2.6914 | 2.6914 | 0.43658 | 0.31848 | 2.6914 | 2.6914 | 0.43658 | 0.31848 | 2.6914 | 2.6914 | 0.43658 | 0.31848 | 2.6914 | 10.3297 | 1.6756 | 1.2223 | 10.3297 | 17.387 | 3.7391 | 2.7276 | 17.387 | 17.5142 | 2.8837 | 2.1036 | 17.5142 | 2.6914 | 0.43658 | 0.31848 | 2.6914 | 2.6914 | 0.43658 | 0.31848 | 2.6914 | 2.6914 | 0.43658 | 0.31848 | 2.6914 | 2.6914 | 0.43658 | 0.31848 | 2.6914 | 2.6914 | 0.43658 | 0.31848 | 2.6914 | 2.6914 | 0.43658 | 0.31848 | 2.6914 | 2.6914 | 0.43658 | 0.31848 | 2.6914 | 2.6914 | 0.43658 | 0.31848 | 2.6914 | 2.6914 | 0.43658 | 0.31848 | 2.6914 | 2.6914 | 0.43658 | 0.31848 | 2.6914 | 2.6914 | 0.43658 | 0.31848 | 2.6914 | 2.6914 | 0.43658 | 0.31848 | 2.6914 | 2.6914 | 0.43658 | 0.31848 | 2.6914 | 17.387 | 3.7391 | 2.7276 | 17.387 | 17.2538 | 2.7987 | 2.0416 | 17.1582 | 15.7642 | 2.5571 | 1.8654 | 15.7642 | 15.2601 | 2.4753 | 1.8057 | 15.2601 | 13.3732 | 2.1693 | 1.5824 | 13.3732 | 12.4114 | 2.0133 | 1.4686 | 12.4114 | 12.4657 | 2.0221 | 1.4751 | 12.4657 | 11.5195 | 1.8686 | 1.3631 | 11.5195 | 8.6206 | 1.3983 | 1.0201 | 8.6206 | 5.7501 | 0.93273 | 0.68041 | 5.7501 | 1.4713 | 0.23867 | 0.1741 | 1.4713 | 3.3871 | 0.54942 | 0.4008 | 3.3871 | 2.6914 | 0.43658 | 0.31848 | 2.6914 | 2.6914 | 0.43658 | 0.31848 | 2.6914 | 2.6914 | 0.43658 | 0.31848 | 2.6914
GREEN LANE (ALTRINCHAM) | ALTRINCHAM | CARRINGTON | 378744 | 387772 | 31.4212 | 15.6337 | 11.2363 | 12.4207 | 31.6159 | 15.4095 | 11.0751 | 11.0349 | 31.7767 | 15.3613 | 11.0404 | 10.7285 | 31.9708 | 15.3273 | 11.016 | 10.5502 | 32.1668 | 15.2272 | 10.9441 | 10.0772 | 32.3718 | 15.1486 | 10.8876 | 9.6925 | 32.5464 | 15.0733 | 10.8335 | 9.3766 | 32.7406 | 14.9356 | 10.7345 | 8.733 | 32.9624 | 14.827 | 10.6565 | 8.452 | 33.1102 | 14.7305 | 10.5871 | 8.1287 | 33.5988 | 14.0796 | 10.1193 | 5.7033 | 33.2474 | 14.6464 | 10.5267 | 7.9333 | 34.0113 | 12.7425 | 9.1583 | -1.0222 | 34.2228 | 11.7666 | 8.4569 | -6.5206 | 34.2988 | 11.058 | 7.9476 | -10.5628 | 31.3849 | 15.6337 | 11.2363 | 12.4207 | 31.5834 | 15.4809 | 11.1264 | 11.4693 | 31.6254 | 15.4695 | 11.1182 | 11.5229 | 31.7048 | 15.4439 | 11.0998 | 11.5482 | 31.7884 | 15.3705 | 11.0471 | 11.2683 | 31.878 | 15.3123 | 11.0052 | 11.0921 | 32.0078 | 15.2592 | 10.9671 | 10.8622 | 32.1821 | 15.1394 | 10.881 | 10.1392 | 32.3551 | 15.0622 | 10.8255 | 9.7104 | 32.4154 | 15.0263 | 10.7997 | 9.4726 | 32.6224 | 14.8949 | 10.7053 | 8.6652 | 32.4706 | 15.0103 | 10.7882 | 9.3279 | 32.8198 | 14.7221 | 10.581 | 7.7601 | 32.9477 | 14.7945 | 10.6331 | 7.3313 | 33.0252 | 14.823 | 10.6536 | 7.0507 | 31.4212 | 15.6337 | 11.2363 | 12.4207 | 31.6159 | 15.4764 | 11.1232 | 11.4205 | 31.7767 | 15.4584 | 11.1103 | 11.1865 | 31.9708 | 15.4421 | 11.0986 | 11.0535 | 32.1668 | 15.3553 | 11.0361 | 10.6682 | 32.3718 | 15.2887 | 10.9883 | 10.4221 | 32.5464 | 15.2344 | 10.9493 | 10.2635 | 32.7406 | 15.1247 | 10.8704 | 9.7577 | 32.9624 | 15.0312 | 10.8032 | 9.543 | 33.1102 | 14.9446 | 10.741 | 9.2487 | 33.5988 | 14.5042 | 10.4244 | 7.9887 | 33.2474 | 14.8515 | 10.6741 | 9.0222 | 34.0113 | 14.1604 | 10.1774 | 6.7785 | 34.2228 | 14.0772 | 10.1176 | 6.2117 | 34.2988 | 14.0573 | 10.1033 | 6.0557 | 31.4364 | 15.6337 | 11.2363 | 12.4207 | 31.6344 | 15.3849 | 11.0574 | 10.8438 | 31.8235 | 15.3534 | 11.0348 | 10.5687 | 32.0587 | 15.3208 | 11.0114 | 10.4309 | 32.3111 | 15.1971 | 10.9225 | 10.012 | 32.5398 | 15.1235 | 10.8695 | 9.7317 | 32.7765 | 15.0292 | 10.8018 | 9.5636 | 33.024 | 14.8734 | 10.6898 | 9.1042 | 33.3357 | 14.7769 | 10.6204 | 8.9732 | 33.5415 | 14.6566 | 10.534 | 8.6658 | 34.3998 | 13.9441 | 10.0219 | 6.1918 | 33.7217 | 14.4979 | 10.42 | 8.3444 | 35.3111 | 12.6346 | 9.0808 | 0.27314 | 35.6754 | 11.6706 | 8.3879 | -4.8607 | 35.8669 | 11.0027 | 7.9078 | -8.6469 | 31.4364 | 15.6337 | 11.2363 | 12.4207 | 31.61 | 15.3825 | 11.0557 | 10.7916 | 31.7709 | 15.399 | 11.0676 | 10.5744 | 31.9661 | 15.3643 | 11.0426 | 10.4786 | 32.1857 | 15.2386 | 10.9523 | 10.11 | 32.4223 | 15.1403 | 10.8816 | 9.9 | 32.633 | 15.0475 | 10.8149 | 9.7965 | 32.8913 | 14.856 | 10.6773 | 9.1951 | 33.3707 | 14.4026 | 10.3514 | 7.9192 | 33.7551 | 14.1724 | 10.186 | 6.505 | 34.6195 | 12.9312 | 9.2939 | 1.1541 | 34.0003 | 13.8702 | 9.9688 | 5.215 | 35.3275 | 11.4715 | 8.2448 | -4.7475 | 35.6013 | 10.9806 | 7.892 | -8.3005 | 35.5757 | 10.9256 | 7.8524 | -7.6569
GREEN LANE (HAZEL GROVE) | HAZEL GROVE | BREDBURY | 391570 | 387132 | 32.4159 | 9.0259 | 6.4871 | 11.3094 | 32.6569 | 8.6796 | 6.2382 | 9.9021 | 32.7735 | 8.4823 | 6.0964 | 9.24 | 32.9305 | 8.3321 | 5.9884 | 9.0815 | 33.0918 | 8.1737 | 5.8746 | 8.6159 | 33.2682 | 7.9693 | 5.7277 | 7.9992 | 33.4657 | 7.7368 | 5.5606 | 7.7486 | 33.6851 | 7.6565 | 5.5029 | 7.2871 | 33.9284 | 7.4762 | 5.3733 | 6.83 | 34.0969 | 7.3029 | 5.2487 | 6.4265 | 34.6756 | 6.5602 | 4.7149 | 3.555 | 34.2552 | 7.1069 | 5.1079 | 6.0829 | 29.7805 | 4.9031 | 3.524 | -3.6275 | 28.8195 | 4.7449 | 3.4103 | -9.6539 | 30.5968 | 5.0375 | 3.6206 | -13.654 | 32.3971 | 9.0259 | 6.4871 | 11.3094 | 32.6585 | 8.7529 | 6.2909 | 10.0639 | 32.7078 | 8.6457 | 6.2138 | 9.6618 | 32.7868 | 8.5921 | 6.1753 | 9.6622 | 32.8626 | 8.4779 | 6.0932 | 9.3372 | 32.9408 | 8.3409 | 5.9948 | 8.9488 | 33.0567 | 8.2546 | 5.9327 | 8.7027 | 33.215 | 8.089 | 5.8137 | 8.1489 | 33.4015 | 7.8653 | 5.653 | 7.532 | 33.4656 | 7.8488 | 5.6411 | 7.2289 | 33.7004 | 7.5766 | 5.4455 | 6.0136 | 33.5255 | 7.8115 | 5.6143 | 6.9543 | 33.9572 | 7.157 | 5.1439 | 4.8014 | 34.161 | 7.7689 | 5.5837 | 3.8987 | 34.3156 | 8.802 | 6.3262 | 3.4968 | 32.4159 | 9.0259 | 6.4871 | 11.3094 | 32.6571 | 8.7527 | 6.2907 | 10.1416 | 32.7738 | 8.5743 | 6.1625 | 9.5524 | 32.9308 | 8.3979 | 6.0357 | 9.4414 | 33.093 | 8.2929 | 5.9602 | 9.06 | 33.2698 | 8.11 | 5.8288 | 8.586 | 33.4677 | 7.951 | 5.7145 | 8.489 | 33.6863 | 7.842 | 5.6362 | 8.1493 | 33.9297 | 7.6792 | 5.5192 | 7.7619 | 34.0975 | 7.5107 | 5.3981 | 7.3861 | 34.6655 | 7.0303 | 5.0528 | 5.9609 | 34.2541 | 7.3182 | 5.2597 | 7.0398 | 35.1722 | 6.5202 | 4.6862 | 4.6187 | 35.4802 | 7.3506 | 5.283 | 3.6784 | 35.6568 | 8.3883 | 6.0288 | 3.4364 | 32.4208 | 9.0259 | 6.4871 | 11.3094 | 32.6617 | 8.6384 | 6.2086 | 9.8404 | 32.7879 | 8.4282 | 6.0575 | 9.2146 | 32.9735 | 8.2541 | 5.9324 | 9.0925 | 33.1813 | 8.0789 | 5.8065 | 8.6756 | 33.4105 | 7.8221 | 5.6219 | 8.1586 | 33.6631 | 7.5369 | 5.4169 | 8.0383 | 33.9334 | 7.509 | 5.3969 | 7.74 | 34.2682 | 7.3087 | 5.2529 | 7.4167 | 34.5052 | 7.0735 | 5.0839 | 7.1022 | 35.3586 | 5.9556 | 4.2804 | 4.5162 | 34.7223 | 6.8279 | 4.9074 | 6.8539 | 25.027 | 4.1205 | 2.9615 | -2.3484 | 23.7052 | 3.9029 | 2.8051 | -8.0929 | 25.355 | 4.1745 | 3.0003 | -11.8329 | 32.4208 | 9.0259 | 6.4871 | 11.3094 | 32.6344 | 8.6517 | 6.2181 | 9.8721 | 32.7285 | 8.4468 | 6.0709 | 9.3305 | 32.8848 | 8.3316 | 5.9881 | 9.2693 | 33.0665 | 8.0239 | 5.767 | 8.9208 | 33.2698 | 7.8143 | 5.6163 | 8.4765 | 33.4995 | 7.6072 | 5.4674 | 8.4279 | 33.7623 | 7.5413 | 5.4201 | 7.9822 | 34.1417 | 7.2242 | 5.1922 | 6.4784 | 34.4441 | 6.8494 | 4.9228 | 4.9367 | 31.6842 | 5.2166 | 3.7492 | -1.0336 | 34.7302 | 6.4622 | 4.6445 | 3.4392 | 21.6821 | 3.5698 | 2.5657 | -7.4003 | 30.0843 | 4.9531 | 3.5599 | -11.4331 | 29.0377 | 4.7808 | 3.4361 | -10.6152
GREEN ST T11 | WIGAN | WASHWAY FARM / KIRKBY | 358235 | 404898 | 19.4132 | 19.4132 | 17.822 | 7.8044 | 19.5754 | 19.5754 | 17.727 | 7.1502 | 19.6831 | 19.6831 | 17.6533 | 6.8854 | 19.8103 | 19.8103 | 17.576 | 6.5981 | 19.9398 | 19.9398 | 17.5046 | 6.3495 | 20.0567 | 20.0567 | 17.4584 | 6.1336 | 20.1477 | 20.1477 | 17.4127 | 5.9125 | 20.2471 | 20.2471 | 17.3687 | 5.6967 | 20.355 | 20.355 | 17.3253 | 5.4857 | 20.4265 | 20.4265 | 17.2854 | 5.2908 | 20.6788 | 20.6788 | 17.2236 | 4.4162 | 20.4949 | 20.4949 | 17.2766 | 5.1214 | 20.9204 | 20.9204 | 17.778 | 2.6589 | 21.057 | 21.057 | 18.8357 | 1.3479 | 21.1465 | 21.1465 | 18.9746 | 0.44758 | 19.4164 | 19.4164 | 17.822 | 7.8044 | 19.5843 | 19.5843 | 17.7961 | 7.6582 | 19.6366 | 19.6366 | 17.7783 | 7.716 | 19.7144 | 19.7144 | 17.7452 | 7.6651 | 19.7967 | 19.7967 | 17.7189 | 7.6662 | 19.8745 | 19.8745 | 17.6994 | 7.7187 | 19.9245 | 19.9245 | 17.6729 | 7.688 | 19.999 | 19.999 | 17.648 | 7.5676 | 20.0903 | 20.0903 | 17.617 | 7.3987 | 20.1173 | 20.1173 | 17.6002 | 7.3004 | 20.1993 | 20.1993 | 17.608 | 6.8927 | 20.138 | 20.138 | 17.6 | 7.1933 | 20.2857 | 20.2857 | 18.083 | 6.5274 | 20.3412 | 20.3412 | 18.8766 | 6.3643 | 20.3728 | 20.3728 | 19.0243 | 6.2986 | 19.4132 | 19.4132 | 17.822 | 7.8044 | 19.5754 | 19.5754 | 17.7878 | 7.6131 | 19.6831 | 19.6831 | 17.7341 | 7.416 | 19.8104 | 19.8104 | 17.6671 | 7.1412 | 19.9402 | 19.9402 | 17.6033 | 6.9087 | 20.0576 | 20.0576 | 17.5464 | 6.7156 | 20.1488 | 20.1488 | 17.4922 | 6.5213 | 20.2478 | 20.2478 | 17.451 | 6.326 | 20.3557 | 20.3557 | 17.4091 | 6.1247 | 20.4268 | 20.4268 | 17.3691 | 5.9322 | 20.6736 | 20.6736 | 17.3406 | 5.2879 | 20.4943 | 20.4943 | 17.3595 | 5.7592 | 20.893 | 20.893 | 18.0571 | 4.665 | 21.0185 | 21.0185 | 19.2701 | 4.3387 | 21.0861 | 21.0861 | 19.5246 | 4.2174 | 19.4128 | 19.4128 | 17.822 | 7.8044 | 19.5866 | 19.5866 | 17.6942 | 6.918 | 19.7073 | 19.7073 | 17.6287 | 6.6422 | 19.8541 | 19.8541 | 17.5573 | 6.3661 | 19.9938 | 19.9938 | 17.4873 | 6.1237 | 20.0923 | 20.0923 | 17.4232 | 5.9215 | 20.2013 | 20.2013 | 17.3588 | 5.7199 | 20.318 | 20.318 | 17.3121 | 5.5314 | 20.459 | 20.459 | 17.2612 | 5.3321 | 20.5548 | 20.5548 | 17.2105 | 5.1439 | 20.8959 | 20.8959 | 17.1176 | 4.2926 | 20.6445 | 20.6445 | 17.1942 | 4.9865 | 21.2225 | 21.2225 | 17.632 | 2.6775 | 21.3761 | 21.3761 | 18.7254 | 1.5473 | 21.4349 | 21.4349 | 18.8663 | 0.83335 | 19.4128 | 19.4128 | 17.822 | 7.8044 | 19.5786 | 19.5786 | 17.682 | 6.8067 | 19.6923 | 19.6923 | 17.6373 | 6.5299 | 19.8162 | 19.8162 | 17.5797 | 6.2693 | 19.9285 | 19.9285 | 17.523 | 6.0429 | 20.0354 | 20.0354 | 17.4723 | 5.8585 | 20.135 | 20.135 | 17.4568 | 5.6739 | 20.2406 | 20.2406 | 17.4654 | 5.4762 | 20.3869 | 20.3869 | 17.4608 | 5.0789 | 20.4976 | 20.4976 | 17.5007 | 4.6766 | 20.878 | 20.878 | 19.3789 | 3.1096 | 20.6023 | 20.6023 | 17.6248 | 4.2884 | 21.1936 | 21.1936 | 19.0365 | 1.583 | 21.3117 | 21.3117 | 18.8569 | 0.76865 | 21.3131 | 21.3131 | 18.8241 | 0.93582
GREEN ST T12 & T13 | WIGAN | WASHWAY FARM / KIRKBY | 358225 | 404888 | 32.14 | 9.6405 | 7.0326 | 10.5254 | 32.525 | 9.3097 | 6.7913 | 9.0437 | 32.6987 | 5.5419 | 4.0427 | 8.6378 | 10.745 | 1.7429 | 1.2715 | 8.2191 | 2.6914 | 0.43658 | 0.31848 | 2.6914 | 2.6914 | 0.43658 | 0.31848 | 2.6914 | 2.6914 | 0.43658 | 0.31848 | 2.6914 | 2.6914 | 0.43658 | 0.31848 | 2.6914 | 2.6914 | 0.43658 | 0.31848 | 2.6914 | 2.6914 | 0.43658 | 0.31848 | 2.6914 | 2.6914 | 0.43658 | 0.31848 | 2.6914 | 2.6914 | 0.43658 | 0.31848 | 2.6914 | 2.633 | 0.42709 | 0.31156 | -3.3803 | 36.2053 | 6.9937 | 5.1018 | -8.8302 | 36.6238 | 7.67 | 5.5951 | -12.8266 | 32.1482 | 9.6405 | 7.0326 | 10.5254 | 32.5545 | 9.4744 | 6.9114 | 9.7512 | 32.6374 | 7.2491 | 5.2881 | 9.6205 | 30.684 | 4.9773 | 3.6308 | 9.3776 | 16.5969 | 2.6922 | 1.9639 | 9.1276 | 2.5509 | 0.41377 | 0.30184 | 2.5509 | 2.6914 | 0.43658 | 0.31848 | 2.6914 | 2.6914 | 0.43658 | 0.31848 | 2.6914 | 2.6914 | 0.43658 | 0.31848 | 2.6914 | 2.6914 | 0.43658 | 0.31848 | 2.6914 | 2.6914 | 0.43658 | 0.31848 | 2.6914 | 2.6914 | 0.43658 | 0.31848 | 2.6914 | 4.4711 | 0.72526 | 0.52907 | 4.4711 | 33.8323 | 5.4879 | 4.0034 | 4.4857 | 35.2049 | 6.613 | 4.8241 | 3.998 | 32.14 | 9.6405 | 7.0326 | 10.5254 | 32.5257 | 9.4545 | 6.8969 | 9.7685 | 32.6996 | 7.1715 | 5.2315 | 9.4823 | 29.7874 | 4.8318 | 3.5247 | 9.1103 | 15.3243 | 2.4857 | 1.8133 | 8.7827 | 0.98913 | 0.16045 | 0.11704 | 0.98913 | 2.6914 | 0.43658 | 0.31848 | 2.6914 | 2.6914 | 0.43658 | 0.31848 | 2.6914 | 2.6914 | 0.43658 | 0.31848 | 2.6914 | 2.6914 | 0.43658 | 0.31848 | 2.6914 | 2.6914 | 0.43658 | 0.31848 | 2.6914 | 2.6914 | 0.43658 | 0.31848 | 2.6914 | 12.0319 | 1.9517 | 1.4237 | 4.697 | 35.97 | 9.4272 | 6.877 | 3.896 | 36.2604 | 10.7686 | 7.8555 | 3.4947 | 32.1391 | 9.6405 | 7.0326 | 10.5254 | 32.5536 | 9.23 | 6.7331 | 8.7186 | 32.7434 | 6.9006 | 5.0339 | 8.2901 | 27.9469 | 4.5333 | 3.307 | 7.8761 | 13.5463 | 2.1973 | 1.6029 | 7.4831 | 2.6914 | 0.43658 | 0.31848 | 2.6914 | 2.6914 | 0.43658 | 0.31848 | 2.6914 | 2.6914 | 0.43658 | 0.31848 | 2.6914 | 2.6914 | 0.43658 | 0.31848 | 2.6914 | 2.6914 | 0.43658 | 0.31848 | 2.6914 | 2.6914 | 0.43658 | 0.31848 | 2.6914 | 2.6914 | 0.43658 | 0.31848 | 2.6914 | 2.6914 | 0.43658 | 0.31848 | -3.1804 | 38.2087 | 6.3001 | 4.5958 | -8.4804 | 38.6211 | 6.9888 | 5.0982 | -12.1339 | 32.1391 | 9.6405 | 7.0326 | 10.5254 | 32.5302 | 9.2163 | 6.7232 | 8.6066 | 32.6788 | 9.0808 | 6.6243 | 8.2249 | 32.8277 | 8.898 | 6.4909 | 7.8572 | 33.0065 | 8.7195 | 6.3608 | 7.5037 | 33.2131 | 8.5452 | 6.2336 | 7.1432 | 33.4524 | 8.423 | 6.1445 | 6.7746 | 33.7398 | 8.2835 | 6.0427 | 6.3124 | 34.2784 | 8.0525 | 5.8742 | 5.0668 | 34.7507 | 7.8893 | 5.7551 | 3.7465 | 36.2341 | 10.1098 | 7.3749 | -1.8455 | 35.1342 | 7.8509 | 5.7271 | 2.3193 | 37.7432 | 8.2884 | 6.0463 | -7.9954 | 38.3155 | 7.2174 | 5.265 | -11.6761 | 38.3064 | 7.0719 | 5.1589 | -11.1242
GREENFIELD | HARTSHEAD-HEYROD | STALYBRIDGE | 399322 | 404583 | 29.6393 | 11.9208 | 8.5677 | 17.9472 | 29.8016 | 11.7999 | 8.4808 | 17.3302 | 29.8963 | 11.6738 | 8.3902 | 16.9393 | 30.012 | 11.5695 | 8.3152 | 16.7762 | 30.1327 | 11.4128 | 8.2026 | 16.3667 | 30.2661 | 11.2457 | 8.0825 | 15.9968 | 30.4178 | 11.0822 | 7.965 | 15.6369 | 30.5866 | 10.9453 | 7.8666 | 15.239 | 30.7756 | 10.7921 | 7.7565 | 14.8797 | 30.9021 | 10.6261 | 7.6372 | 14.4579 | 31.3349 | 9.7636 | 7.0173 | 12.3966 | 31.0211 | 10.468 | 7.5236 | 14.0897 | 31.7244 | 9.1602 | 6.5836 | 8.3295 | 31.9426 | 8.5645 | 6.1555 | 4.9424 | 32.0851 | 7.9813 | 5.7363 | 2.5928 | 29.6283 | 11.9208 | 8.5677 | 17.9472 | 29.803 | 11.8164 | 8.4927 | 17.3719 | 29.8563 | 11.77 | 8.4593 | 17.1857 | 29.9297 | 11.738 | 8.4363 | 17.1576 | 30.0097 | 11.6382 | 8.3646 | 16.864 | 30.0949 | 11.5664 | 8.313 | 16.6298 | 30.1705 | 11.4972 | 8.2633 | 16.3809 | 30.2646 | 11.3962 | 8.1906 | 15.8985 | 30.3694 | 11.2981 | 8.1202 | 15.4671 | 30.4263 | 11.2196 | 8.0637 | 15.1317 | 30.6372 | 10.9189 | 7.8476 | 14.0317 | 30.4801 | 11.1483 | 8.0125 | 14.8328 | 30.8632 | 10.5703 | 7.597 | 13.0376 | 31.0328 | 10.2935 | 7.3981 | 12.5028 | 31.1634 | 10.0246 | 7.2049 | 12.242 | 29.6393 | 11.9208 | 8.5677 | 17.9472 | 29.8017 | 11.821 | 8.496 | 17.4196 | 29.8964 | 11.7178 | 8.4218 | 17.066 | 30.0122 | 11.6241 | 8.3544 | 16.9355 | 30.1333 | 11.4751 | 8.2474 | 16.5772 | 30.2669 | 11.3067 | 8.1263 | 16.2553 | 30.4187 | 11.1701 | 8.0282 | 15.9755 | 30.5872 | 11.0349 | 7.931 | 15.6399 | 30.7762 | 10.8868 | 7.8246 | 15.288 | 30.9024 | 10.7192 | 7.7041 | 14.8757 | 31.3303 | 9.9771 | 7.1707 | 13.5094 | 31.0206 | 10.5551 | 7.5862 | 14.5015 | 31.7 | 9.9047 | 7.1187 | 12.3236 | 31.9083 | 9.8727 | 7.0957 | 11.7163 | 32.0313 | 9.7056 | 6.9756 | 11.4917 | 29.6439 | 11.9208 | 8.5677 | 17.9472 | 29.8086 | 11.7916 | 8.4749 | 17.3313 | 29.9165 | 11.6671 | 8.3854 | 16.9773 | 30.0542 | 11.5538 | 8.3039 | 16.8435 | 30.2061 | 11.3232 | 8.1382 | 16.4749 | 30.3775 | 11.1381 | 8.0052 | 16.1323 | 30.5678 | 10.9479 | 7.8685 | 15.8424 | 30.7735 | 10.7593 | 7.7329 | 15.53 | 31.0335 | 10.5345 | 7.5714 | 15.1997 | 31.2114 | 10.2895 | 7.3952 | 14.8027 | 31.8336 | 9.8037 | 7.0461 | 12.852 | 31.3743 | 10.1125 | 7.268 | 14.4702 | 32.4496 | 9.0729 | 6.5208 | 9.0659 | 32.7926 | 8.3676 | 6.014 | 6.2655 | 32.9978 | 7.7826 | 5.5935 | 4.249 | 29.6439 | 11.9208 | 8.5677 | 17.9472 | 29.7907 | 11.8105 | 8.4884 | 17.3614 | 29.878 | 11.7203 | 8.4236 | 17.055 | 29.9935 | 11.6063 | 8.3416 | 16.9598 | 30.126 | 11.4065 | 8.1981 | 16.6293 | 30.2777 | 11.2076 | 8.0551 | 16.3188 | 30.4495 | 11.0213 | 7.9212 | 16.0603 | 30.6441 | 10.7913 | 7.7559 | 15.6777 | 30.9194 | 10.41 | 7.4819 | 14.7833 | 31.13 | 10.0538 | 7.2259 | 13.7925 | 31.8437 | 9.4982 | 6.8266 | 10.2206 | 31.3278 | 9.821 | 7.0586 | 12.8537 | 32.438 | 8.5793 | 6.1661 | 6.7071 | 32.7147 | 7.9353 | 5.7033 | 4.5381 | 32.7866 | 7.8177 | 5.6187 | 4.9859
GREENHILL | GREENHILL | WHITEGATE | 393262 | 404755 | 29.7418 | 4.8244 | 3.5193 | 29.7418 | 27.1361 | 4.4017 | 3.211 | 27.1361 | 4.985 | 0.80862 | 0.58987 | 4.985 | 2.6914 | 0.43658 | 0.31848 | 2.6914 | 2.6914 | 0.43658 | 0.31848 | 2.6914 | 2.6914 | 0.43658 | 0.31848 | 2.6914 | 2.6914 | 0.43658 | 0.31848 | 2.6914 | 2.6914 | 0.43658 | 0.31848 | 2.6914 | 2.6914 | 0.43658 | 0.31848 | 2.6914 | 2.6914 | 0.43658 | 0.31848 | 2.6914 | 2.6914 | 0.43658 | 0.31848 | 2.6914 | 2.6914 | 0.43658 | 0.31848 | 2.6914 | 2.6914 | 0.43658 | 0.31848 | 2.6914 | 2.6914 | 0.43658 | 0.31848 | 2.6914 | 2.6914 | 0.43658 | 0.31848 | 2.6914 | 29.7418 | 4.8244 | 3.5193 | 29.7418 | 28.6608 | 4.6491 | 3.3914 | 28.6608 | 16.1006 | 2.6117 | 1.9052 | 16.1006 | 2.4916 | 0.40416 | 0.29483 | 2.4916 | 2.6914 | 0.43658 | 0.31848 | 2.6914 | 2.6914 | 0.43658 | 0.31848 | 2.6914 | 2.6914 | 0.43658 | 0.31848 | 2.6914 | 2.6914 | 0.43658 | 0.31848 | 2.6914 | 2.6914 | 0.43658 | 0.31848 | 2.6914 | 2.6914 | 0.43658 | 0.31848 | 2.6914 | 2.6914 | 0.43658 | 0.31848 | 2.6914 | 2.6914 | 0.43658 | 0.31848 | 2.6914 | 2.6914 | 0.43658 | 0.31848 | 2.6914 | 2.6914 | 0.43658 | 0.31848 | 2.6914 | 2.6914 | 0.43658 | 0.31848 | 2.6914 | 29.7418 | 4.8244 | 3.5193 | 29.7418 | 28.3614 | 4.6005 | 3.356 | 28.3614 | 15.0208 | 2.4365 | 1.7774 | 15.0208 | 0.7986 | 0.12954 | 0.094498 | 0.7986 | 2.6914 | 0.43658 | 0.31848 | 2.6914 | 2.6914 | 0.43658 | 0.31848 | 2.6914 | 2.6914 | 0.43658 | 0.31848 | 2.6914 | 2.6914 | 0.43658 | 0.31848 | 2.6914 | 2.6914 | 0.43658 | 0.31848 | 2.6914 | 2.6914 | 0.43658 | 0.31848 | 2.6914 | 2.6914 | 0.43658 | 0.31848 | 2.6914 | 2.6914 | 0.43658 | 0.31848 | 2.6914 | 2.6914 | 0.43658 | 0.31848 | 2.6914 | 0.74223 | 0.1204 | 0.087828 | 0.74223 | 6.843 | 1.11 | 0.80973 | 6.843 | 29.7418 | 4.8244 | 3.5193 | 29.7418 | 26.3425 | 4.273 | 3.1171 | 26.3425 | 12.9955 | 2.108 | 1.5378 | 12.9955 | 2.6914 | 0.43658 | 0.31848 | 2.6914 | 2.6914 | 0.43658 | 0.31848 | 2.6914 | 2.6914 | 0.43658 | 0.31848 | 2.6914 | 2.6914 | 0.43658 | 0.31848 | 2.6914 | 2.6914 | 0.43658 | 0.31848 | 2.6914 | 2.6914 | 0.43658 | 0.31848 | 2.6914 | 2.6914 | 0.43658 | 0.31848 | 2.6914 | 2.6914 | 0.43658 | 0.31848 | 2.6914 | 2.6914 | 0.43658 | 0.31848 | 2.6914 | 2.6914 | 0.43658 | 0.31848 | 2.6914 | 2.6914 | 0.43658 | 0.31848 | 2.6914 | 2.6914 | 0.43658 | 0.31848 | 2.6914 | 29.7418 | 4.8244 | 3.5193 | 29.7418 | 26.1534 | 4.2423 | 3.0947 | 26.1534 | 25.8167 | 4.1877 | 3.0549 | 25.8167 | 24.121 | 3.9127 | 2.8542 | 24.121 | 22.5372 | 3.6558 | 2.6668 | 22.5372 | 21.3929 | 3.4701 | 2.5314 | 21.3929 | 19.8082 | 3.2131 | 2.3439 | 19.8082 | 17.9336 | 2.909 | 2.1221 | 17.9336 | 14.8919 | 2.4156 | 1.7621 | 14.8919 | 12.2024 | 1.9793 | 1.4439 | 12.2024 | 1.2658 | 0.20533 | 0.14979 | 1.2658 | 9.3766 | 1.521 | 1.1095 | 9.3766 | 2.6914 | 0.43658 | 0.31848 | 2.6914 | 2.6914 | 0.43658 | 0.31848 | 2.6914 | 2.6914 | 0.43658 | 0.31848 | 2.6914
GRIFFIN | LOWER DARWEN | ROCHDALE | 367171 | 427130 | 28.6058 | 17.1835 | 12.5351 | 13.9271 | 28.8043 | 16.9088 | 12.3348 | 12.8046 | 28.9158 | 15.118 | 11.0284 | 12.0089 | 29.0643 | 13.4231 | 9.792 | 11.8826 | 29.2163 | 11.7002 | 8.5351 | 11.2922 | 29.3839 | 11.5451 | 8.422 | 10.8531 | 29.5741 | 11.475 | 8.3709 | 10.4982 | 29.786 | 11.336 | 8.2695 | 9.9821 | 30.0248 | 11.1722 | 8.15 | 9.4944 | 30.1838 | 10.9633 | 7.9976 | 9.0526 | 30.7364 | 10.4052 | 7.5905 | 6.4375 | 30.3318 | 10.9154 | 7.9626 | 8.8018 | 31.3068 | 10.5247 | 7.6776 | -0.18947 | 31.6558 | 11.8503 | 8.6446 | -5.6325 | 31.9051 | 11.4114 | 8.3244 | -9.13 | 28.5882 | 17.1835 | 12.5351 | 13.9271 | 28.8315 | 17.0001 | 12.4013 | 13.0722 | 28.8893 | 15.9851 | 11.6609 | 12.6286 | 28.9894 | 15.0113 | 10.9505 | 12.7181 | 29.0943 | 13.9602 | 10.1837 | 12.3433 | 29.2097 | 12.9317 | 9.4335 | 12.13 | 29.368 | 11.9043 | 8.684 | 11.8936 | 29.5128 | 11.7784 | 8.5922 | 11.3246 | 29.6575 | 11.6418 | 8.4925 | 10.7299 | 29.718 | 11.5535 | 8.4281 | 10.4229 | 29.9745 | 11.4387 | 8.3444 | 9.5154 | 29.7788 | 11.5324 | 8.4127 | 10.2583 | 30.2759 | 12.387 | 9.0362 | 8.5361 | 30.509 | 13.92 | 10.1544 | 7.7578 | 30.6773 | 14.1018 | 10.2871 | 7.4652 | 28.6058 | 17.1835 | 12.5351 | 13.9271 | 28.8057 | 16.9888 | 12.3931 | 13.1299 | 28.9176 | 15.8653 | 11.5735 | 12.4429 | 29.0662 | 14.8919 | 10.8634 | 12.3781 | 29.2198 | 13.7856 | 10.0564 | 11.896 | 29.3882 | 12.6736 | 9.2452 | 11.612 | 29.577 | 11.6631 | 8.5081 | 11.4328 | 29.7858 | 11.5498 | 8.4254 | 11.062 | 30.0234 | 11.4006 | 8.3166 | 10.633 | 30.1794 | 11.2109 | 8.1782 | 10.202 | 30.7113 | 10.8805 | 7.9372 | 8.8669 | 30.3248 | 11.13 | 8.1192 | 9.9196 | 31.1927 | 11.9743 | 8.7351 | 7.5511 | 31.4847 | 14.1019 | 10.2872 | 6.6869 | 31.6505 | 14.5287 | 10.5985 | 6.537 | 28.6107 | 17.1835 | 12.5351 | 13.9271 | 28.8103 | 16.8367 | 12.2822 | 12.7115 | 28.9327 | 15.7435 | 11.4846 | 11.9352 | 29.1077 | 14.7017 | 10.7247 | 11.8435 | 29.3041 | 13.5558 | 9.8888 | 11.2946 | 29.5261 | 12.4237 | 9.0629 | 10.931 | 29.7609 | 11.2981 | 8.2418 | 10.6858 | 30.0114 | 11.0751 | 8.0791 | 10.3064 | 30.3279 | 10.8863 | 7.9414 | 9.9275 | 30.5444 | 10.6727 | 7.7856 | 9.5539 | 31.3909 | 9.7635 | 7.1224 | 7.0582 | 30.751 | 10.4855 | 7.649 | 9.3715 | 32.3751 | 9.6882 | 7.0674 | 0.75162 | 32.9626 | 10.9203 | 7.9662 | -4.4533 | 33.2659 | 10.7213 | 7.8211 | -7.6698 | 28.6107 | 17.1835 | 12.5351 | 13.9271 | 28.7816 | 16.8374 | 12.2826 | 12.7156 | 28.8718 | 16.771 | 12.2342 | 11.9987 | 29.0172 | 16.6735 | 12.1631 | 11.9588 | 29.1912 | 16.4477 | 11.9983 | 11.4707 | 29.3888 | 16.2598 | 11.8613 | 11.1869 | 29.5995 | 16.129 | 11.7659 | 11.0179 | 29.8442 | 15.9483 | 11.634 | 10.5297 | 30.2015 | 15.5506 | 11.344 | 9.0643 | 30.4869 | 15.1562 | 11.0562 | 7.5343 | 31.502 | 14.1419 | 10.3163 | 1.9888 | 30.7616 | 14.7784 | 10.7806 | 6.1879 | 32.4301 | 12.3213 | 8.9882 | -3.8106 | 32.8735 | 11.3599 | 8.2869 | -7.3693 | 32.9344 | 11.2036 | 8.1729 | -6.4079
HADFIELD | HYDE | STALYBRIDGE | 401790 | 395876 | 8.8402 | 1.4555 | 1.0461 | 8.8402 | 7.592 | 1.25 | 0.89837 | 7.592 | 7.8058 | 1.2852 | 0.92368 | 7.8058 | 7.2937 | 1.2009 | 0.86308 | 7.2937 | 6.8518 | 1.1281 | 0.81078 | 6.8518 | 6.2183 | 1.0238 | 0.73582 | 6.2183 | 5.6769 | 0.93466 | 0.67176 | 5.6769 | 5.1693 | 0.85109 | 0.6117 | 5.1693 | 4.4187 | 0.72751 | 0.52288 | 4.4187 | 4.0452 | 0.66601 | 0.47868 | 4.0452 | 4.7454 | 0.78129 | 0.56153 | 4.7454 | 4.4312 | 0.72957 | 0.52436 | 4.4312 | 20.949 | 4.1984 | 3.0175 | 7.8747 | 21.2872 | 9.9956 | 7.1841 | 3.7427 | 21.4789 | 10.9347 | 7.859 | 0.80746 | 8.8402 | 1.4555 | 1.0461 | 8.8402 | 8.1228 | 1.3374 | 0.96118 | 8.1228 | 7.7135 | 1.27 | 0.91275 | 7.7135 | 8.1592 | 1.3434 | 0.9655 | 8.1592 | 8.1186 | 1.3367 | 0.96069 | 8.1186 | 7.8689 | 1.2955 | 0.93114 | 7.8689 | 7.3622 | 1.2121 | 0.87119 | 7.3622 | 6.7524 | 1.1117 | 0.79902 | 6.7524 | 5.9166 | 0.97413 | 0.70013 | 5.9166 | 5.6539 | 0.93086 | 0.66903 | 5.6539 | 6.9883 | 1.1506 | 0.82694 | 6.9883 | 6.0065 | 0.98892 | 0.71076 | 6.0065 | 19.4799 | 3.8406 | 2.7603 | 14.0697 | 19.7451 | 8.1505 | 5.8579 | 13.8541 | 19.9112 | 9.0476 | 6.5027 | 13.906 | 8.8402 | 1.4555 | 1.0461 | 8.8402 | 7.8754 | 1.2966 | 0.9319 | 7.8754 | 7.9725 | 1.3126 | 0.9434 | 7.9725 | 7.5474 | 1.2426 | 0.8931 | 7.5474 | 7.2534 | 1.1942 | 0.85831 | 7.2534 | 6.7034 | 1.1037 | 0.79322 | 6.7034 | 6.2021 | 1.0211 | 0.7339 | 6.2021 | 5.7636 | 0.94893 | 0.68201 | 5.7636 | 5.1 | 0.83967 | 0.60349 | 5.1 | 4.6784 | 0.77026 | 0.5536 | 4.6784 | 6.505 | 1.071 | 0.76974 | 6.505 | 5.1145 | 0.84206 | 0.60521 | 5.1145 | 20.9016 | 5.1798 | 3.7228 | 13.3431 | 21.1966 | 11.7466 | 8.4425 | 12.8572 | 21.3369 | 13.0592 | 9.3859 | 12.7895 | 8.8402 | 1.4555 | 1.0461 | 8.8402 | 7.3755 | 1.2143 | 0.87276 | 7.3755 | 7.6298 | 1.2562 | 0.90285 | 7.6298 | 7.1824 | 1.1825 | 0.84991 | 7.1824 | 6.5214 | 1.0737 | 0.77169 | 6.5214 | 5.6977 | 0.93808 | 0.67422 | 5.6977 | 4.9161 | 0.8094 | 0.58173 | 4.9161 | 4.3636 | 0.71844 | 0.51635 | 4.3636 | 3.5725 | 0.58818 | 0.42274 | 3.5725 | 2.8909 | 0.47597 | 0.34209 | 2.8909 | 3.0469 | 0.50165 | 0.36055 | 3.0469 | 3.0554 | 0.50304 | 0.36155 | 3.0554 | 22.0965 | 3.8324 | 2.7544 | 8.7604 | 22.6528 | 9.6782 | 6.9559 | 4.8474 | 22.8537 | 10.6439 | 7.65 | 2.1817 | 8.8402 | 1.4555 | 1.0461 | 8.8402 | 7.7878 | 1.2822 | 0.92154 | 7.7878 | 7.6533 | 1.2601 | 0.90563 | 7.6533 | 7.2017 | 1.1857 | 0.85218 | 7.2017 | 6.6549 | 1.0957 | 0.78748 | 6.6549 | 6.0349 | 0.9936 | 0.71412 | 6.0349 | 6.7223 | 1.1068 | 0.79546 | 6.7223 | 7.8582 | 1.2938 | 0.92987 | 7.8582 | 8.9862 | 1.4795 | 1.0634 | 8.9862 | 11.5258 | 1.8976 | 1.3639 | 11.5258 | 21.5258 | 12.852 | 9.237 | 9.396 | 16.6352 | 2.7389 | 1.9685 | 12.5444 | 22.3701 | 11.5214 | 8.2807 | 4.686 | 22.6944 | 10.7398 | 7.7189 | 1.981 | 22.7069 | 10.7323 | 7.7135 | 2.5304
HALL CROSS | PEEL | PENWORTHAM WEST / STANAH | 342288 | 430650 | 25.1993 | 11.1005 | 8.0977 | 8.6564 | 25.3216 | 10.586 | 7.7223 | 5.2329 | 25.5515 | 10.2911 | 7.5072 | 3.955 | 25.8704 | 9.8783 | 7.2061 | 3.3167 | 26.1805 | 9.4845 | 6.9188 | 2.54 | 26.5023 | 9.0491 | 6.6012 | 1.838 | 26.8574 | 8.6604 | 6.3176 | 1.1495 | 27.2257 | 8.446 | 6.1612 | 0.46578 | 27.5329 | 8.248 | 6.0168 | -0.18392 | 27.7638 | 8.064 | 5.8826 | -0.77741 | 28.5757 | 7.2649 | 5.2996 | -3.804 | 27.9834 | 7.8956 | 5.7597 | -1.3543 | 29.3105 | 5.9724 | 4.3568 | -9.485 | 29.7091 | 5.2202 | 3.808 | -13.6489 | 28.824 | 4.6755 | 3.4107 | -16.8824 | 25.164 | 11.1005 | 8.0977 | 8.6564 | 25.3054 | 10.9657 | 7.9993 | 7.6146 | 25.2955 | 10.9197 | 7.9658 | 7.3413 | 25.3736 | 10.8741 | 7.9325 | 7.1051 | 25.4134 | 10.8026 | 7.8804 | 6.7539 | 25.4214 | 10.7085 | 7.8117 | 6.5105 | 25.4955 | 10.6109 | 7.7405 | 6.1064 | 25.638 | 10.5102 | 7.667 | 5.4613 | 25.8225 | 10.3894 | 7.579 | 4.763 | 25.9223 | 10.3021 | 7.5153 | 4.3232 | 26.2874 | 10.0094 | 7.3017 | 2.6764 | 26.0176 | 10.2305 | 7.463 | 3.8732 | 26.6535 | 9.6856 | 7.0655 | 1.092 | 26.9096 | 9.5926 | 6.9977 | 0.25165 | 27.0788 | 9.4921 | 6.9243 | -0.29692 | 25.1993 | 11.1005 | 8.0977 | 8.6564 | 25.3219 | 10.9476 | 7.9861 | 7.3805 | 25.5519 | 10.7401 | 7.8348 | 6.5773 | 25.8708 | 10.3918 | 7.5807 | 5.9787 | 26.1821 | 10.0128 | 7.3042 | 5.2952 | 26.5045 | 9.5666 | 6.9787 | 4.7288 | 26.8601 | 9.2195 | 6.7255 | 4.1979 | 27.2272 | 9.0307 | 6.5877 | 3.6445 | 27.5345 | 8.839 | 6.4479 | 3.0344 | 27.7645 | 8.6494 | 6.3096 | 2.4259 | 28.5633 | 7.9843 | 5.8245 | 0.16716 | 27.982 | 8.4697 | 6.1786 | 1.8076 | 29.2458 | 7.2128 | 5.2617 | -1.9001 | 29.6182 | 7.1844 | 5.2409 | -2.9646 | 29.8193 | 7.1579 | 5.2216 | -3.4332 | 25.216 | 11.1005 | 8.0977 | 8.6564 | 25.3281 | 10.4141 | 7.5969 | 4.2064 | 25.5745 | 10.0666 | 7.3435 | 2.7899 | 25.9363 | 9.6798 | 7.0613 | 2.2206 | 26.3176 | 9.1593 | 6.6816 | 1.5138 | 26.7198 | 8.7328 | 6.3704 | 0.92961 | 27.1505 | 8.2954 | 6.0514 | 0.41456 | 27.4867 | 8.0871 | 5.8994 | -0.06402 | 27.8824 | 7.8943 | 5.7588 | -0.54671 | 28.1624 | 7.6807 | 5.603 | -1.0343 | 29.1061 | 6.7766 | 4.9434 | -3.6818 | 28.4104 | 7.4816 | 5.4577 | -1.4991 | 30.0079 | 5.4542 | 3.9788 | -8.9026 | 28.9648 | 4.6984 | 3.4274 | -12.6455 | 25.7775 | 4.1814 | 3.0502 | -15.4443 | 25.216 | 11.1005 | 8.0977 | 8.6564 | 25.3118 | 10.3277 | 7.5339 | 3.7051 | 25.5403 | 9.9538 | 7.2612 | 2.2187 | 25.8862 | 9.6473 | 7.0376 | 1.6888 | 26.2556 | 9.1414 | 6.6685 | 1.0274 | 26.6454 | 8.6802 | 6.3321 | 0.51651 | 27.0242 | 8.2455 | 6.0149 | 0.079576 | 27.3587 | 8.0321 | 5.8593 | -0.42415 | 27.7893 | 7.7118 | 5.6257 | -1.5792 | 28.1013 | 7.4031 | 5.4005 | -2.8071 | 29.1663 | 6.1434 | 4.4815 | -7.5573 | 28.3955 | 7.0784 | 5.1636 | -4.0525 | 30.0312 | 4.8871 | 3.5651 | -12.2991 | 28.379 | 4.6033 | 3.3581 | -14.9462 | 27.4723 | 4.4563 | 3.2508 | -14.7774
HANDFORTH | MOSS NOOK | SOUTH MANCHESTER | 385958 | 383397 | 23.8068 | 10.0175 | 7.1998 | 15.6977 | 24.143 | 9.5071 | 6.8329 | 13.5027 | 24.3471 | 8.8786 | 6.3812 | 12.9599 | 24.5494 | 8.1579 | 5.8633 | 12.4852 | 24.7548 | 7.7536 | 5.5726 | 12.0278 | 24.9156 | 7.3417 | 5.2766 | 11.5252 | 25.0764 | 6.8864 | 4.9494 | 11.101 | 25.2516 | 6.8094 | 4.894 | 10.7828 | 25.4414 | 6.7288 | 4.8361 | 10.3944 | 25.5803 | 6.6144 | 4.7539 | 9.9949 | 26.0852 | 6.1983 | 4.4548 | 8.0165 | 25.7144 | 6.4499 | 4.6357 | 9.6522 | 26.6216 | 5.4314 | 3.9036 | 4.0208 | 26.9761 | 5.3436 | 3.8405 | 0.93817 | 27.2596 | 4.7887 | 3.4418 | -1.4089 | 23.814 | 10.0175 | 7.1998 | 15.6977 | 24.165 | 9.8151 | 7.0543 | 15.0137 | 24.307 | 9.7444 | 7.0035 | 14.9688 | 24.4316 | 9.6166 | 6.9116 | 14.7385 | 24.4726 | 9.4876 | 6.8189 | 14.5169 | 24.5046 | 9.3464 | 6.7174 | 14.2811 | 24.5718 | 9.2714 | 6.6635 | 14.0016 | 24.6757 | 9.1728 | 6.5926 | 13.661 | 24.8046 | 9.0509 | 6.5051 | 13.2104 | 24.8595 | 8.9579 | 6.4382 | 12.9072 | 25.0742 | 8.6432 | 6.212 | 11.8612 | 24.913 | 8.8621 | 6.3693 | 12.6373 | 25.3186 | 8.7188 | 6.2664 | 10.8459 | 25.5294 | 9.0725 | 6.5206 | 10.25 | 25.6965 | 9.3594 | 6.7268 | 9.8442 | 23.8068 | 10.0175 | 7.1998 | 15.6977 | 24.1431 | 9.7794 | 7.0287 | 14.8811 | 24.3473 | 9.2089 | 6.6186 | 14.533 | 24.5496 | 8.6165 | 6.1928 | 14.0909 | 24.7558 | 8.1413 | 5.8513 | 13.6898 | 24.9186 | 7.6473 | 5.4962 | 13.2833 | 25.0801 | 7.2031 | 5.177 | 12.9609 | 25.2537 | 7.1486 | 5.1379 | 12.7132 | 25.4438 | 7.0725 | 5.0831 | 12.3689 | 25.5812 | 6.9627 | 5.0042 | 11.9899 | 26.0673 | 6.6764 | 4.7984 | 10.6688 | 25.7124 | 6.8043 | 4.8904 | 11.6464 | 26.5278 | 6.4412 | 4.6294 | 9.4143 | 26.8443 | 6.8076 | 4.8928 | 8.6873 | 27.053 | 6.6149 | 4.7543 | 8.305 | 23.8043 | 10.0175 | 7.1998 | 15.6977 | 24.1428 | 9.4104 | 6.7634 | 12.833 | 24.3581 | 8.777 | 6.3082 | 12.2551 | 24.5886 | 8.2528 | 5.9315 | 11.8146 | 24.8298 | 7.7548 | 5.5735 | 11.3972 | 25.0167 | 7.2104 | 5.1823 | 10.9617 | 25.2199 | 6.7213 | 4.8307 | 10.6408 | 25.4348 | 6.615 | 4.7544 | 10.448 | 25.6959 | 6.5165 | 4.6835 | 10.1558 | 25.8911 | 6.4282 | 4.6201 | 9.8136 | 26.6282 | 5.8877 | 4.2316 | 8.0215 | 26.0773 | 6.3482 | 4.5626 | 9.5319 | 27.386 | 4.9931 | 3.5886 | 4.2592 | 27.8064 | 4.8729 | 3.5023 | 1.4111 | 26.3995 | 4.3465 | 3.1239 | -0.65612 | 23.8043 | 10.0175 | 7.1998 | 15.6977 | 24.1191 | 9.436 | 6.7818 | 12.5123 | 24.3084 | 8.7964 | 6.3222 | 11.9265 | 24.516 | 8.4999 | 6.1091 | 11.5105 | 24.7409 | 8.0332 | 5.7736 | 11.1186 | 24.9645 | 7.5612 | 5.4344 | 10.7216 | 25.1654 | 7.0096 | 5.038 | 10.4365 | 25.3862 | 7.0107 | 5.0387 | 10.1961 | 25.68 | 6.8241 | 4.9046 | 9.3724 | 25.9184 | 6.6039 | 4.7463 | 8.4601 | 26.7486 | 6.1477 | 4.4184 | 5.0527 | 26.1473 | 6.4094 | 4.6065 | 7.59 | 27.4768 | 5.054 | 3.6324 | 1.5423 | 27.2653 | 4.489 | 3.2263 | -0.48232 | 26.2147 | 4.316 | 3.102 | -0.33717
HANGING BRIDGE | WRIGHTINGTON | PENWORTHAM WEST / STANAH | 346186 | 417486 | 11.3111 | 11.3111 | 11.3111 | 6.7998 | 11.3771 | 11.3771 | 11.3771 | 6.1599 | 11.4399 | 11.4399 | 11.4399 | 5.8086 | 11.508 | 11.508 | 11.508 | 5.5621 | 11.5767 | 11.5767 | 11.5767 | 5.243 | 11.6554 | 11.6554 | 11.6554 | 4.9079 | 11.7494 | 11.7494 | 11.7494 | 4.5361 | 11.8578 | 11.8578 | 11.8578 | 4.2297 | 11.9834 | 11.9834 | 11.9834 | 3.8804 | 12.0916 | 12.0916 | 12.0916 | 3.5969 | 12.6154 | 12.6154 | 12.6154 | 2.1586 | 12.2104 | 12.2104 | 12.2104 | 3.3469 | 13.2677 | 13.2677 | 13.2677 | -0.57369 | 13.6868 | 13.6868 | 13.6868 | -2.4508 | 13.963 | 13.963 | 13.963 | -4.2071 | 11.3018 | 11.3018 | 11.3018 | 6.7998 | 11.3739 | 11.3739 | 11.3739 | 6.4307 | 11.3975 | 11.3975 | 11.3975 | 6.3219 | 11.4398 | 11.4398 | 11.4398 | 6.2325 | 11.4841 | 11.4841 | 11.4841 | 6.0819 | 11.5325 | 11.5325 | 11.5325 | 5.9429 | 11.599 | 11.599 | 11.599 | 5.7392 | 11.6894 | 11.6894 | 11.6894 | 5.4997 | 11.7993 | 11.7993 | 11.7993 | 5.2032 | 11.8689 | 11.8689 | 11.8689 | 5.0299 | 12.1685 | 12.1685 | 12.1685 | 4.2712 | 11.9315 | 11.9315 | 11.9315 | 4.8573 | 12.5791 | 12.5791 | 12.5791 | 3.3161 | 12.9486 | 12.9486 | 12.9486 | 2.606 | 13.1942 | 13.1942 | 13.1942 | 2.0398 | 11.3111 | 11.3111 | 11.3111 | 6.7998 | 11.3833 | 11.3833 | 11.3833 | 6.4088 | 11.4441 | 11.4441 | 11.4441 | 6.1493 | 11.5128 | 11.5128 | 11.5128 | 5.9632 | 11.5856 | 11.5856 | 11.5856 | 5.7353 | 11.6664 | 11.6664 | 11.6664 | 5.5301 | 11.7573 | 11.7573 | 11.7573 | 5.3114 | 11.858 | 11.858 | 11.858 | 5.1295 | 11.9806 | 11.9806 | 11.9806 | 4.8301 | 12.0816 | 12.0816 | 12.0816 | 4.5466 | 12.5421 | 12.5421 | 12.5421 | 3.4186 | 12.189 | 12.189 | 12.189 | 4.2665 | 13.0231 | 13.0231 | 13.0231 | 2.1846 | 13.3671 | 13.3671 | 13.3671 | 1.4365 | 13.6114 | 13.6114 | 13.6114 | 1.0746 | 11.315 | 11.315 | 11.315 | 6.7998 | 11.3919 | 11.3919 | 11.3919 | 6.0574 | 11.4533 | 11.4533 | 11.4533 | 5.7025 | 11.5328 | 11.5328 | 11.5328 | 5.4729 | 11.6276 | 11.6276 | 11.6276 | 5.1697 | 11.7543 | 11.7543 | 11.7543 | 4.8536 | 11.9029 | 11.9029 | 11.9029 | 4.5125 | 12.0704 | 12.0704 | 12.0704 | 4.2444 | 12.2718 | 12.2718 | 12.2718 | 3.922 | 12.4627 | 12.4627 | 12.4627 | 3.6381 | 13.248 | 13.248 | 13.248 | 1.9034 | 12.659 | 12.659 | 12.659 | 3.3813 | 13.9477 | 13.9477 | 13.9477 | -1.1068 | 14.3375 | 14.3375 | 14.3375 | -3.1497 | 14.5539 | 14.5539 | 14.5539 | -4.6226 | 11.315 | 11.315 | 11.315 | 6.7998 | 11.3894 | 11.3894 | 11.3894 | 6.0126 | 11.4435 | 11.4435 | 11.4435 | 5.6461 | 11.5247 | 11.5247 | 11.5247 | 5.4156 | 11.6425 | 11.6425 | 11.6425 | 5.1114 | 11.7973 | 11.7973 | 11.7973 | 4.8153 | 11.9879 | 11.9879 | 11.9879 | 4.4968 | 12.2063 | 12.2063 | 12.2063 | 4.2398 | 12.4783 | 12.4783 | 12.4783 | 3.641 | 12.7142 | 12.7142 | 12.7142 | 3.0277 | 13.3917 | 13.3917 | 13.3917 | 0.42891 | 12.9251 | 12.9251 | 12.9251 | 2.4142 | 13.9899 | 13.9899 | 13.9899 | -2.2057 | 14.2692 | 14.2692 | 14.2692 | -3.6984 | 14.3166 | 14.3166 | 14.3166 | -3.9534
HAREHOLME | ROSSENDALE | PADIHAM | 382535 | 422283 | 29.6033 | 14.9611 | 10.9139 | 13.9658 | 29.8988 | 14.7457 | 10.7568 | 12.8837 | 30.034 | 14.4723 | 10.5573 | 12.3558 | 30.2079 | 14.2642 | 10.4055 | 11.8704 | 30.3897 | 14.0091 | 10.2194 | 11.3328 | 30.5905 | 13.8575 | 10.1089 | 10.8097 | 30.818 | 13.6369 | 9.9479 | 10.2674 | 31.0719 | 13.4735 | 9.8287 | 9.7899 | 31.3564 | 13.2602 | 9.6731 | 9.3273 | 31.5515 | 13.1187 | 9.5699 | 8.8283 | 32.2297 | 12.1319 | 8.85 | 5.8616 | 31.7369 | 12.9471 | 9.4447 | 8.3881 | 32.8457 | 10.4058 | 7.5909 | -1.007 | 33.1812 | 9.126 | 6.6573 | -6.3839 | 33.3904 | 8.1145 | 5.9194 | -10.0614 | 29.6096 | 14.9611 | 10.9139 | 13.9658 | 29.9053 | 14.7813 | 10.7828 | 13.2245 | 29.9569 | 14.6977 | 10.7218 | 13.0651 | 30.049 | 14.5707 | 10.6291 | 12.8097 | 30.1338 | 14.4484 | 10.5399 | 12.5505 | 30.1912 | 14.2653 | 10.4064 | 12.2479 | 30.2853 | 14.0637 | 10.2593 | 11.7801 | 30.4187 | 13.8896 | 10.1323 | 11.1529 | 30.5762 | 13.7417 | 10.0243 | 10.4762 | 30.6456 | 13.6953 | 9.9905 | 10.0523 | 30.9027 | 13.4778 | 9.8319 | 8.6576 | 30.7117 | 13.636 | 9.9473 | 9.6641 | 31.1706 | 13.2017 | 9.6305 | 7.4898 | 31.3648 | 13.0205 | 9.4982 | 6.983 | 31.5007 | 12.6646 | 9.2386 | 6.796 | 29.6033 | 14.9611 | 10.9139 | 13.9658 | 29.899 | 14.8074 | 10.8018 | 13.2743 | 30.0343 | 14.6204 | 10.6654 | 12.8532 | 30.2083 | 14.4571 | 10.5463 | 12.4125 | 30.3909 | 14.229 | 10.3798 | 11.9491 | 30.5922 | 14.0465 | 10.2467 | 11.5411 | 30.8201 | 13.8201 | 10.0815 | 11.1348 | 31.0731 | 13.6899 | 9.9866 | 10.7604 | 31.3577 | 13.5001 | 9.8481 | 10.3544 | 31.552 | 13.3362 | 9.7286 | 9.8794 | 32.2196 | 12.6151 | 9.2025 | 8.1604 | 31.7358 | 13.1778 | 9.613 | 9.4387 | 32.7929 | 11.9094 | 8.6877 | 6.6473 | 33.1069 | 11.5224 | 8.4054 | 5.9896 | 33.274 | 11.1229 | 8.114 | 5.8106 | 29.6039 | 14.9611 | 10.9139 | 13.9658 | 29.9086 | 14.7067 | 10.7283 | 12.768 | 30.0626 | 14.5358 | 10.6037 | 12.2662 | 30.2756 | 14.3095 | 10.4386 | 11.8271 | 30.5189 | 13.5163 | 9.8599 | 11.3641 | 30.7928 | 13.2117 | 9.6378 | 10.9517 | 31.0993 | 12.8848 | 9.3992 | 10.5765 | 31.4251 | 12.6326 | 9.2153 | 10.3065 | 31.8299 | 12.4088 | 9.052 | 9.9107 | 32.1129 | 12.1665 | 8.8753 | 9.3806 | 33.0649 | 11.0628 | 8.0702 | 6.5351 | 32.3703 | 11.9291 | 8.7021 | 8.9208 | 33.9554 | 9.5735 | 6.9837 | 0.60753 | 34.4387 | 8.3279 | 6.0751 | -4.4346 | 34.6895 | 7.4005 | 5.3986 | -7.8074 | 29.6039 | 14.9611 | 10.9139 | 13.9658 | 29.8867 | 14.7135 | 10.7333 | 12.7397 | 30.0166 | 14.6512 | 10.6879 | 12.278 | 30.209 | 14.4889 | 10.5695 | 11.8788 | 30.4338 | 14.2852 | 10.4209 | 11.4472 | 30.6863 | 14.0893 | 10.2779 | 11.0895 | 30.973 | 13.7979 | 10.0654 | 10.7655 | 31.3129 | 13.5109 | 9.856 | 10.3521 | 31.7805 | 13.0017 | 9.4846 | 8.932 | 32.0848 | 12.4476 | 9.0803 | 7.3578 | 33.1223 | 10.7207 | 7.8206 | 1.5471 | 32.3713 | 11.9714 | 8.733 | 5.8372 | 33.9817 | 8.8547 | 6.4594 | -4.4392 | 34.3561 | 7.8767 | 5.7459 | -7.886 | 34.3912 | 7.7522 | 5.6551 | -6.9851
HARPURHEY | RED BANK | WHITEGATE | 385907 | 402469 | 30.6103 | 13.5079 | 9.8538 | 16.2031 | 30.7663 | 13.2568 | 9.6707 | 14.9857 | 30.8373 | 13.1628 | 9.6021 | 14.5648 | 30.9366 | 13.0509 | 9.5205 | 14.2802 | 31.0392 | 12.871 | 9.3892 | 13.9158 | 31.1505 | 12.7588 | 9.3074 | 13.6075 | 31.2761 | 12.5906 | 9.1846 | 13.2085 | 31.415 | 12.4316 | 9.0687 | 12.8075 | 31.5711 | 12.2893 | 8.9648 | 12.4498 | 31.6803 | 12.1517 | 8.8645 | 12.1266 | 32.0456 | 11.3547 | 8.2831 | 10.0538 | 31.7819 | 11.9983 | 8.7526 | 11.8333 | 32.3654 | 10.3584 | 7.5563 | 5.229 | 32.5329 | 9.4245 | 6.8751 | 1.4455 | 32.6129 | 9.1587 | 6.6812 | -1.3223 | 30.6026 | 13.5079 | 9.8538 | 16.2031 | 30.7732 | 13.3551 | 9.7423 | 15.3233 | 30.7961 | 13.3403 | 9.7316 | 15.163 | 30.8434 | 13.2896 | 9.6946 | 15.0398 | 30.8898 | 13.2045 | 9.6325 | 14.8336 | 30.9367 | 13.1586 | 9.599 | 14.7068 | 31.0086 | 13.0966 | 9.5538 | 14.4307 | 31.1073 | 13.0072 | 9.4886 | 14.0221 | 31.2239 | 12.8966 | 9.4079 | 13.6277 | 31.2646 | 12.8465 | 9.3714 | 13.3924 | 31.4066 | 12.6036 | 9.1942 | 12.462 | 31.3019 | 12.7964 | 9.3348 | 13.1565 | 31.5481 | 12.2908 | 8.966 | 11.6088 | 31.64 | 12.0513 | 8.7913 | 11.1482 | 31.7009 | 11.805 | 8.6116 | 10.8698 | 30.6103 | 13.5079 | 9.8538 | 16.2031 | 30.7663 | 13.3462 | 9.7359 | 15.3489 | 30.8373 | 13.2652 | 9.6768 | 15.021 | 30.9367 | 13.1428 | 9.5875 | 14.7841 | 31.0396 | 12.9833 | 9.4711 | 14.4979 | 31.151 | 12.9043 | 9.4135 | 14.3127 | 31.2767 | 12.7744 | 9.3187 | 14.062 | 31.4154 | 12.6292 | 9.2129 | 13.7731 | 31.5715 | 12.5002 | 9.1187 | 13.4796 | 31.6805 | 12.3572 | 9.0144 | 13.1795 | 32.0426 | 11.6782 | 8.5191 | 11.9324 | 31.7816 | 12.2092 | 8.9064 | 12.8806 | 32.3496 | 11.3733 | 8.2967 | 10.8161 | 32.512 | 11.1854 | 8.1596 | 10.2533 | 32.5807 | 11.2944 | 8.2391 | 10.0868 | 30.6128 | 13.5079 | 9.8538 | 16.2031 | 30.7698 | 13.199 | 9.6285 | 14.8487 | 30.8478 | 13.09 | 9.549 | 14.4414 | 30.9659 | 12.9282 | 9.4309 | 14.1831 | 31.0984 | 12.7244 | 9.2823 | 13.8519 | 31.2433 | 12.5898 | 9.1841 | 13.605 | 31.4039 | 12.4317 | 9.0688 | 13.2941 | 31.5742 | 12.2267 | 8.9192 | 13.0014 | 31.7858 | 12.0317 | 8.777 | 12.7318 | 31.9343 | 11.8429 | 8.6392 | 12.4214 | 32.4219 | 11.0451 | 8.0573 | 10.4395 | 32.0674 | 11.6308 | 8.4845 | 12.1241 | 32.947 | 9.9519 | 7.2598 | 6.0031 | 33.2265 | 9.2651 | 6.7587 | 2.405 | 33.3856 | 8.8202 | 6.4342 | -0.19983 | 30.6128 | 13.5079 | 9.8538 | 16.2031 | 30.752 | 13.1913 | 9.6228 | 14.8144 | 30.8099 | 13.0646 | 9.5304 | 14.4448 | 30.9091 | 12.8735 | 9.391 | 14.2185 | 31.0233 | 12.6615 | 9.2364 | 13.9251 | 31.1499 | 12.4803 | 9.1042 | 13.7321 | 31.2933 | 12.2397 | 8.9287 | 13.4716 | 31.4549 | 11.9226 | 8.6974 | 13.1082 | 31.6923 | 11.722 | 8.551 | 12.0903 | 31.8776 | 11.5537 | 8.4283 | 11.0329 | 32.4732 | 10.2935 | 7.509 | 6.9156 | 32.045 | 11.3244 | 8.261 | 9.9807 | 32.9757 | 9.4122 | 6.8661 | 2.6791 | 33.1852 | 9.1412 | 6.6684 | 0.20005 | 33.1773 | 8.9743 | 6.5466 | 0.61637
HARWOOD | BOLTON | KEARSLEY | 374043 | 410941 | 24.4628 | 11.8946 | 8.5489 | 8.2434 | 24.6786 | 11.7109 | 8.4169 | 7.3185 | 24.7933 | 11.5516 | 8.3024 | 6.7623 | 24.9389 | 11.4305 | 8.2154 | 6.5416 | 25.098 | 11.2239 | 8.0669 | 5.891 | 25.2791 | 11.0979 | 7.9763 | 5.4693 | 25.4856 | 10.9808 | 7.8921 | 4.9631 | 25.7152 | 10.8271 | 7.7816 | 4.5139 | 25.9623 | 10.7308 | 7.7124 | 4.0565 | 26.1244 | 10.5954 | 7.6151 | 3.6103 | 26.6605 | 9.8502 | 7.0795 | 0.69015 | 26.2752 | 10.4724 | 7.5267 | 3.1512 | 27.1068 | 8.3544 | 6.0045 | -6.4204 | 27.3311 | 7.0416 | 5.0609 | -12.2969 | 27.4306 | 6.0076 | 4.3178 | -16.3472 | 24.4354 | 11.8946 | 8.5489 | 8.2434 | 24.6556 | 11.7284 | 8.4294 | 7.2989 | 24.7055 | 11.6369 | 8.3636 | 6.994 | 24.7717 | 11.5787 | 8.3218 | 6.9504 | 24.8398 | 11.4391 | 8.2215 | 6.4679 | 24.9141 | 11.3554 | 8.1613 | 6.2397 | 25.019 | 11.2516 | 8.0867 | 5.8483 | 25.1471 | 11.1487 | 8.0128 | 5.379 | 25.2692 | 11.0201 | 7.9203 | 4.7629 | 25.3335 | 10.9456 | 7.8668 | 4.4932 | 25.5644 | 10.6964 | 7.6877 | 3.1938 | 25.3934 | 10.8869 | 7.8246 | 4.1996 | 25.8073 | 10.4522 | 7.5122 | 2.0525 | 25.9608 | 10.2812 | 7.3893 | 1.3195 | 26.0568 | 10.1691 | 7.3087 | 0.97406 | 24.4628 | 11.8946 | 8.5489 | 8.2434 | 24.6786 | 11.7347 | 8.434 | 7.3691 | 24.7933 | 11.6073 | 8.3424 | 6.8754 | 24.9389 | 11.5141 | 8.2754 | 6.7289 | 25.098 | 11.3337 | 8.1457 | 6.1984 | 25.2791 | 11.2304 | 8.0715 | 5.9667 | 25.4856 | 11.1163 | 7.9895 | 5.6859 | 25.7152 | 11.0184 | 7.9191 | 5.4089 | 25.9623 | 10.926 | 7.8527 | 5.0538 | 26.1244 | 10.7895 | 7.7546 | 4.6573 | 26.6605 | 10.2957 | 7.3997 | 3.1749 | 26.2752 | 10.6817 | 7.6771 | 4.2025 | 27.1068 | 9.9255 | 7.1337 | 1.8154 | 27.3311 | 9.5671 | 6.876 | 1.016 | 27.4306 | 9.1428 | 6.5711 | 0.85547 | 24.4697 | 11.8946 | 8.5489 | 8.2434 | 24.6886 | 11.6981 | 8.4076 | 7.3581 | 24.822 | 11.5671 | 8.3135 | 6.8519 | 25.0064 | 11.4288 | 8.2141 | 6.6638 | 25.2237 | 11.252 | 8.087 | 6.0647 | 25.4673 | 11.0947 | 7.974 | 5.7401 | 25.7221 | 10.9259 | 7.8527 | 5.3735 | 25.9811 | 10.8141 | 7.7723 | 5.1443 | 26.3119 | 10.6383 | 7.646 | 4.7888 | 26.5357 | 10.4703 | 7.5252 | 4.4989 | 27.2962 | 9.6788 | 6.9563 | 1.6996 | 26.7351 | 10.3962 | 7.472 | 4.152 | 28.0973 | 8.0897 | 5.8142 | -4.7735 | 28.5484 | 6.7384 | 4.843 | -10.3451 | 28.8362 | 5.7823 | 4.1558 | -14.2484 | 24.4697 | 11.8946 | 8.5489 | 8.2434 | 24.6668 | 11.7126 | 8.4181 | 7.4253 | 24.775 | 11.6269 | 8.3565 | 6.9855 | 24.9362 | 11.5533 | 8.3036 | 6.83 | 25.1295 | 11.3841 | 8.182 | 6.2791 | 25.3485 | 11.2683 | 8.0988 | 6.0268 | 25.5682 | 11.1277 | 7.9977 | 5.7298 | 25.814 | 10.8782 | 7.8184 | 5.3267 | 26.1843 | 10.6162 | 7.6301 | 3.8634 | 26.4667 | 10.2354 | 7.3564 | 2.2937 | 27.4018 | 8.7654 | 6.2999 | -3.7071 | 26.7303 | 9.8804 | 7.1012 | 0.66859 | 28.1752 | 7.0766 | 5.0861 | -9.9042 | 28.5352 | 6.1046 | 4.3875 | -13.8168 | 28.5784 | 6.107 | 4.3892 | -13.0407
HATTERSLEY | HYDE | STALYBRIDGE | 398419 | 395120 | 14.9989 | 4.909 | 3.5282 | 11.1816 | 15.0892 | 4.5885 | 3.2979 | 9.6796 | 15.1754 | 4.3874 | 3.1533 | 8.5872 | 15.2907 | 4.2061 | 3.023 | 7.693 | 15.4105 | 3.9984 | 2.8737 | 6.6839 | 15.5412 | 3.7894 | 2.7235 | 5.6935 | 15.6854 | 3.5864 | 2.5776 | 4.7378 | 15.8378 | 3.4787 | 2.5002 | 4.3653 | 16.0078 | 3.3478 | 2.4061 | 3.9481 | 16.1281 | 3.2238 | 2.317 | 3.5642 | 16.5412 | 2.9204 | 2.0989 | 1.3774 | 16.2414 | 3.2025 | 2.3017 | 3.2281 | 16.9142 | 4.3236 | 3.1075 | -3.4469 | 17.1224 | 7.7808 | 5.5922 | -7.2132 | 17.2521 | 7.9686 | 5.7272 | -9.9525 | 14.9765 | 4.909 | 3.5282 | 11.1816 | 15.0864 | 4.7384 | 3.4056 | 10.4569 | 15.1088 | 4.6464 | 3.3395 | 10.0144 | 15.1558 | 4.5279 | 3.2543 | 9.5916 | 15.1993 | 4.4561 | 3.2027 | 9.0611 | 15.2411 | 4.3583 | 3.1324 | 8.569 | 15.308 | 4.2474 | 3.0527 | 8.0145 | 15.4023 | 4.1557 | 2.9868 | 7.6156 | 15.5135 | 4.0494 | 2.9104 | 7.1428 | 15.562 | 3.9798 | 2.8603 | 6.8306 | 15.7408 | 3.9576 | 2.8444 | 5.7112 | 15.608 | 3.9672 | 2.8513 | 6.5421 | 15.9287 | 5.2852 | 3.7986 | 4.6142 | 16.0626 | 7.845 | 5.6383 | 4.0238 | 16.1602 | 8.4426 | 6.0679 | 3.6473 | 14.9989 | 4.909 | 3.5282 | 11.1816 | 15.0893 | 4.6939 | 3.3736 | 10.3023 | 15.1755 | 4.5135 | 3.2439 | 9.3341 | 15.2908 | 4.3508 | 3.127 | 8.478 | 15.4109 | 4.1562 | 2.9872 | 7.537 | 15.5418 | 3.9618 | 2.8474 | 6.6534 | 15.6861 | 3.776 | 2.7139 | 5.8208 | 15.8382 | 3.6881 | 2.6507 | 5.5408 | 16.0082 | 3.5729 | 2.5679 | 5.1809 | 16.1282 | 3.443 | 2.4745 | 4.8174 | 16.5377 | 3.2989 | 2.371 | 3.5089 | 16.241 | 3.4193 | 2.4575 | 4.477 | 16.8959 | 5.3562 | 3.8496 | 2.268 | 17.0967 | 9.5169 | 6.84 | 1.6158 | 17.2118 | 10.2031 | 7.3331 | 1.3102 | 15.0021 | 4.909 | 3.5282 | 11.1816 | 15.0937 | 4.5229 | 3.2507 | 9.3143 | 15.1903 | 4.3105 | 3.098 | 8.2176 | 15.3279 | 4.1254 | 2.965 | 7.361 | 15.4829 | 3.8923 | 2.7975 | 6.3931 | 15.6386 | 3.6618 | 2.6318 | 5.4775 | 15.8105 | 3.4406 | 2.4728 | 4.6326 | 15.9948 | 3.2919 | 2.366 | 4.3939 | 16.2224 | 3.1439 | 2.2596 | 4.0884 | 16.3804 | 2.9503 | 2.1205 | 3.7726 | 15.6736 | 2.5805 | 1.8547 | 1.8411 | 16.524 | 2.8981 | 2.0829 | 3.5095 | 17.5546 | 3.8463 | 2.7644 | -2.6794 | 17.8976 | 7.2902 | 5.2396 | -6.1931 | 18.1078 | 7.4824 | 5.3778 | -8.7068 | 15.0021 | 4.909 | 3.5282 | 11.1816 | 15.0825 | 4.5085 | 3.2404 | 9.1387 | 15.1667 | 4.2953 | 3.0871 | 8.0364 | 15.2926 | 4.1267 | 2.966 | 7.1935 | 15.4336 | 3.913 | 2.8124 | 6.2437 | 15.5759 | 3.7045 | 2.6625 | 5.3635 | 15.7362 | 3.6224 | 2.6035 | 4.5532 | 15.9164 | 3.6654 | 2.6344 | 4.2274 | 16.1749 | 3.6446 | 2.6194 | 3.1959 | 16.3753 | 3.6551 | 2.627 | 2.1182 | 17.0562 | 9.9257 | 7.1338 | -1.9214 | 16.5634 | 4.1596 | 2.9896 | 1.0763 | 17.6299 | 8.7906 | 6.318 | -6.1117 | 17.9049 | 8.0265 | 5.7688 | -8.5694 | 17.9613 | 7.835 | 5.6311 | -8.2695
HAVERTHWAITE | ULVERSTON | HARKER / HUTTON | 334234 | 483827 | 13.1964 | 13.1964 | 13.1964 | 7.7324 | 13.2475 | 13.2475 | 13.2475 | 7.1296 | 13.2853 | 13.2853 | 13.2853 | 6.831 | 13.3325 | 13.3325 | 13.3325 | 6.8906 | 13.3831 | 13.3831 | 13.3831 | 6.6252 | 13.4405 | 13.4405 | 13.4405 | 6.3536 | 13.5068 | 13.5068 | 13.5068 | 6.1937 | 13.5823 | 13.5823 | 13.5823 | 5.9231 | 13.661 | 13.661 | 13.661 | 5.7007 | 13.716 | 13.716 | 13.716 | 5.4792 | 13.9179 | 13.9179 | 13.9179 | 4.4689 | 13.7692 | 13.7692 | 13.7692 | 5.3141 | 14.1168 | 14.1168 | 14.1168 | 2.697 | 14.2337 | 14.2337 | 14.2337 | 1.5096 | 14.3036 | 14.3036 | 14.3036 | 0.67622 | 13.1914 | 13.1914 | 13.1914 | 7.7324 | 13.2517 | 13.2517 | 13.2517 | 7.3549 | 13.269 | 13.269 | 13.269 | 7.247 | 13.2984 | 13.2984 | 13.2984 | 7.4231 | 13.3293 | 13.3293 | 13.3293 | 7.3048 | 13.363 | 13.363 | 13.363 | 7.2068 | 13.4093 | 13.4093 | 13.4093 | 7.1716 | 13.4692 | 13.4692 | 13.4692 | 6.9916 | 13.5399 | 13.5399 | 13.5399 | 6.832 | 13.5591 | 13.5591 | 13.5591 | 6.7424 | 13.644 | 13.644 | 13.644 | 6.3376 | 13.578 | 13.578 | 13.578 | 6.6923 | 13.7596 | 13.7596 | 13.7596 | 5.5463 | 13.852 | 13.852 | 13.852 | 4.8282 | 13.9213 | 13.9213 | 13.9213 | 4.346 | 13.1964 | 13.1964 | 13.1964 | 7.7324 | 13.2476 | 13.2476 | 13.2476 | 7.3377 | 13.2855 | 13.2855 | 13.2855 | 7.1203 | 13.3327 | 13.3327 | 13.3327 | 7.2424 | 13.3838 | 13.3838 | 13.3838 | 7.0835 | 13.4415 | 13.4415 | 13.4415 | 6.9555 | 13.508 | 13.508 | 13.508 | 6.9248 | 13.583 | 13.583 | 13.583 | 6.7669 | 13.6618 | 13.6618 | 13.6618 | 6.5519 | 13.7163 | 13.7163 | 13.7163 | 6.3203 | 13.9119 | 13.9119 | 13.9119 | 5.5249 | 13.7685 | 13.7685 | 13.7685 | 6.1351 | 14.0853 | 14.0853 | 14.0853 | 4.7449 | 14.1894 | 14.1894 | 14.1894 | 4.1798 | 14.2342 | 14.2342 | 14.2342 | 4.143 | 13.1985 | 13.1985 | 13.1985 | 7.7324 | 13.2496 | 13.2496 | 13.2496 | 7.0515 | 13.2927 | 13.2927 | 13.2927 | 6.7479 | 13.3516 | 13.3516 | 13.3516 | 6.8214 | 13.4212 | 13.4212 | 13.4212 | 6.5685 | 13.503 | 13.503 | 13.503 | 6.318 | 13.5912 | 13.5912 | 13.5912 | 6.1889 | 13.6786 | 13.6786 | 13.6786 | 5.9559 | 13.7848 | 13.7848 | 13.7848 | 5.7647 | 13.8619 | 13.8619 | 13.8619 | 5.5646 | 14.1546 | 14.1546 | 14.1546 | 4.621 | 13.9357 | 13.9357 | 13.9357 | 5.4228 | 14.4376 | 14.4376 | 14.4376 | 2.9311 | 14.5699 | 14.5699 | 14.5699 | 1.8279 | 14.6263 | 14.6263 | 14.6263 | 1.0945 | 13.1985 | 13.1985 | 13.1985 | 7.7324 | 13.2421 | 13.2421 | 13.2421 | 7.0249 | 13.2774 | 13.2774 | 13.2774 | 6.721 | 13.3307 | 13.3307 | 13.3307 | 6.7746 | 13.396 | 13.396 | 13.396 | 6.5154 | 13.4719 | 13.4719 | 13.4719 | 6.2883 | 13.5549 | 13.5549 | 13.5549 | 6.1765 | 13.6394 | 13.6394 | 13.6394 | 5.9524 | 13.7511 | 13.7511 | 13.7511 | 5.5428 | 13.8419 | 13.8419 | 13.8419 | 5.1023 | 14.1702 | 14.1702 | 14.1702 | 3.4849 | 13.9296 | 13.9296 | 13.9296 | 4.7156 | 14.4389 | 14.4389 | 14.4389 | 1.963 | 14.5353 | 14.5353 | 14.5353 | 1.198 | 14.5409 | 14.5409 | 14.5409 | 1.3685
HAWK GREEN | HAZEL GROVE | BREDBURY | 395915 | 387138 | 29.9381 | 17.3918 | 12.4998 | 17.4477 | 30.1195 | 17.1899 | 12.3547 | 16.7018 | 30.2234 | 17.1508 | 12.3266 | 16.3 | 30.3395 | 17.0975 | 12.2883 | 16.1794 | 30.4683 | 16.9921 | 12.2125 | 15.8087 | 30.6154 | 16.8845 | 12.1352 | 15.4152 | 30.7821 | 16.794 | 12.0702 | 15.17 | 30.9674 | 16.6884 | 11.9943 | 14.879 | 31.1737 | 16.5812 | 11.9172 | 14.5739 | 31.3027 | 16.4775 | 11.8427 | 14.2708 | 31.7 | 15.9081 | 11.4334 | 12.2888 | 31.4128 | 16.3838 | 11.7754 | 13.9973 | 32.0383 | 14.7594 | 10.6079 | 7.6645 | 32.1998 | 13.7226 | 9.8627 | 3.8335 | 32.2857 | 13.0191 | 9.3571 | 1.324 | 29.9198 | 17.3918 | 12.4998 | 17.4477 | 30.1145 | 17.1473 | 12.3241 | 16.6913 | 30.1755 | 17.2088 | 12.3683 | 16.4811 | 30.2601 | 17.1903 | 12.355 | 16.4528 | 30.3538 | 17.1564 | 12.3306 | 16.2107 | 30.4595 | 17.0653 | 12.2651 | 15.9042 | 30.5572 | 17.0122 | 12.227 | 15.6491 | 30.6428 | 16.9363 | 12.1724 | 15.3318 | 30.7398 | 16.8278 | 12.0945 | 14.8842 | 30.7864 | 16.7747 | 12.0563 | 14.6322 | 30.9537 | 16.5497 | 11.8946 | 13.7046 | 30.8293 | 16.714 | 12.0127 | 14.4029 | 31.1331 | 16.2972 | 11.7131 | 12.8001 | 31.2593 | 16.0996 | 11.5711 | 12.1744 | 31.3522 | 16.002 | 11.501 | 11.8928 | 29.9381 | 17.3918 | 12.4998 | 17.4477 | 30.1195 | 17.1903 | 12.355 | 16.7363 | 30.2234 | 17.1871 | 12.3527 | 16.3674 | 30.3395 | 17.1629 | 12.3353 | 16.2728 | 30.4683 | 17.0591 | 12.2607 | 15.9497 | 30.6154 | 16.956 | 12.1866 | 15.6411 | 30.7821 | 16.8837 | 12.1347 | 15.4904 | 30.9674 | 16.7897 | 12.0671 | 15.2698 | 31.1737 | 16.6867 | 11.9931 | 14.9991 | 31.3027 | 16.5847 | 11.9198 | 14.7086 | 31.7 | 16.1957 | 11.6402 | 13.6345 | 31.4128 | 16.4896 | 11.8514 | 14.4318 | 32.0383 | 15.7552 | 11.3236 | 12.6217 | 32.1998 | 15.3326 | 11.0199 | 11.9629 | 32.2857 | 15.1407 | 10.8819 | 11.8289 | 29.9458 | 17.3918 | 12.4998 | 17.4477 | 30.1309 | 17.2044 | 12.3651 | 16.7127 | 30.2466 | 17.158 | 12.3318 | 16.3512 | 30.3913 | 17.0959 | 12.2872 | 16.255 | 30.5625 | 16.9572 | 12.1875 | 15.9208 | 30.7546 | 16.8071 | 12.0796 | 15.5987 | 30.9668 | 16.6538 | 11.9694 | 15.4529 | 31.1947 | 16.5427 | 11.8896 | 15.2844 | 31.4434 | 16.3625 | 11.7601 | 15.0624 | 31.6048 | 16.1543 | 11.6104 | 14.7808 | 32.1009 | 15.3442 | 11.0282 | 12.9766 | 31.7487 | 15.9452 | 11.4601 | 14.5452 | 32.6126 | 14.1719 | 10.1856 | 8.6933 | 32.9101 | 13.1986 | 9.4861 | 5.0259 | 33.0955 | 12.5334 | 9.008 | 2.6503 | 29.9458 | 17.3918 | 12.4998 | 17.4477 | 30.1092 | 17.2113 | 12.3701 | 16.7578 | 30.1996 | 17.1921 | 12.3563 | 16.4409 | 30.3197 | 17.1447 | 12.3223 | 16.3739 | 30.4653 | 17.0136 | 12.228 | 16.0777 | 30.6311 | 16.8496 | 12.1102 | 15.8109 | 30.8168 | 16.7474 | 12.0367 | 15.7139 | 31.0269 | 16.6124 | 11.9397 | 15.4399 | 31.324 | 16.3638 | 11.761 | 14.4897 | 31.5414 | 16.0797 | 11.5568 | 13.4797 | 32.1223 | 14.9244 | 10.7264 | 9.6145 | 31.7047 | 15.8093 | 11.3625 | 12.4924 | 32.6114 | 13.6111 | 9.7826 | 5.5031 | 32.8435 | 12.9892 | 9.3356 | 2.9686 | 32.8722 | 12.8854 | 9.261 | 3.49
HAYDOCK | GOLBORNE | BOLD | 357489 | 397336 | 2.6844 | 0.44197 | 0.31765 | 2.6844 | 2.6844 | 0.44197 | 0.31765 | 2.6844 | 2.6844 | 0.44197 | 0.31765 | 2.6844 | 2.6844 | 0.44197 | 0.31765 | 2.6844 | 2.6844 | 0.44197 | 0.31765 | 2.6844 | 2.6844 | 0.44197 | 0.31765 | 2.6844 | 2.6844 | 0.44197 | 0.31765 | 2.6844 | 2.6844 | 0.44197 | 0.31765 | 2.6844 | 2.6844 | 0.44197 | 0.31765 | 2.6844 | 2.6844 | 0.44197 | 0.31765 | 2.6844 | 2.6844 | 0.44197 | 0.31765 | 2.6844 | 2.6844 | 0.44197 | 0.31765 | 2.6844 | 2.6844 | 0.44197 | 0.31765 | 2.0097 | 2.6844 | 0.44197 | 0.31765 | -4.8749 | 2.6844 | 0.44197 | 0.31765 | -9.5258 | 2.6844 | 0.44197 | 0.31765 | 2.6844 | 2.6844 | 0.44197 | 0.31765 | 2.6844 | 2.6844 | 0.44197 | 0.31765 | 2.6844 | 2.6844 | 0.44197 | 0.31765 | 2.6844 | 2.6844 | 0.44197 | 0.31765 | 2.6844 | 2.6844 | 0.44197 | 0.31765 | 2.6844 | 2.6844 | 0.44197 | 0.31765 | 2.6844 | 2.6844 | 0.44197 | 0.31765 | 2.6844 | 2.6844 | 0.44197 | 0.31765 | 2.6844 | 2.6844 | 0.44197 | 0.31765 | 2.6844 | 2.6844 | 0.44197 | 0.31765 | 2.6844 | 2.6844 | 0.44197 | 0.31765 | 2.6844 | 2.6844 | 0.44197 | 0.31765 | 2.6844 | 2.6844 | 0.44197 | 0.31765 | 2.6844 | 7.1245 | 1.173 | 0.84305 | 7.1245 | 2.6844 | 0.44197 | 0.31765 | 2.6844 | 2.6844 | 0.44197 | 0.31765 | 2.6844 | 2.6844 | 0.44197 | 0.31765 | 2.6844 | 2.6844 | 0.44197 | 0.31765 | 2.6844 | 2.6844 | 0.44197 | 0.31765 | 2.6844 | 2.6844 | 0.44197 | 0.31765 | 2.6844 | 2.6844 | 0.44197 | 0.31765 | 2.6844 | 2.6844 | 0.44197 | 0.31765 | 2.6844 | 2.6844 | 0.44197 | 0.31765 | 2.6844 | 2.6844 | 0.44197 | 0.31765 | 2.6844 | 2.6844 | 0.44197 | 0.31765 | 2.6844 | 2.6844 | 0.44197 | 0.31765 | 2.6844 | 2.6844 | 0.44197 | 0.31765 | 2.6844 | 15.6313 | 2.5736 | 1.8497 | 11.4679 | 20.9071 | 3.4422 | 2.474 | 10.7319 | 2.6844 | 0.44197 | 0.31765 | 2.6844 | 2.6844 | 0.44197 | 0.31765 | 2.6844 | 2.6844 | 0.44197 | 0.31765 | 2.6844 | 2.6844 | 0.44197 | 0.31765 | 2.6844 | 2.6844 | 0.44197 | 0.31765 | 2.6844 | 2.6844 | 0.44197 | 0.31765 | 2.6844 | 2.6844 | 0.44197 | 0.31765 | 2.6844 | 2.6844 | 0.44197 | 0.31765 | 2.6844 | 2.6844 | 0.44197 | 0.31765 | 2.6844 | 2.6844 | 0.44197 | 0.31765 | 2.6844 | 2.6844 | 0.44197 | 0.31765 | 2.6844 | 2.6844 | 0.44197 | 0.31765 | 2.6844 | 2.6844 | 0.44197 | 0.31765 | 0.20326 | 2.6844 | 0.44197 | 0.31765 | -6.6221 | 2.6844 | 0.44197 | 0.31765 | -10.3062 | 2.6844 | 0.44197 | 0.31765 | 2.6844 | 2.6844 | 0.44197 | 0.31765 | 2.6844 | 2.6844 | 0.44197 | 0.31765 | 2.6844 | 2.6844 | 0.44197 | 0.31765 | 2.6844 | 2.6844 | 0.44197 | 0.31765 | 2.6844 | 2.6844 | 0.44197 | 0.31765 | 2.6844 | 2.6844 | 0.44197 | 0.31765 | 2.6844 | 2.6844 | 0.44197 | 0.31765 | 2.6844 | 2.6844 | 0.44197 | 0.31765 | 2.6844 | 2.6844 | 0.44197 | 0.31765 | 2.6844 | 12.0427 | 1.9827 | 1.425 | 1.1986 | 2.6844 | 0.44197 | 0.31765 | 2.6844 | 0.53162 | 0.087527 | 0.062907 | -6.2502 | 2.6844 | 0.44197 | 0.31765 | -11.1572 | 2.6844 | 0.44197 | 0.31765 | -10.246
HDA NO1 & HDA NO2 | STAINBURN & SIDDICK | HARKER / HUTTON | 301743 | 524532 | 8.7257 | 1.7672 | 1.2701 | 8.7257 | 8.8203 | 1.7404 | 1.2509 | 8.8203 | 8.9327 | 1.4764 | 1.0611 | 8.9327 | 8.0812 | 1.3305 | 0.95626 | 8.0812 | 7.3746 | 1.2142 | 0.87265 | 7.3746 | 5.9835 | 0.98513 | 0.70803 | 5.9835 | 5.1336 | 0.84522 | 0.60747 | 5.1336 | 4.284 | 0.70534 | 0.50694 | 4.284 | 3.7626 | 0.61948 | 0.44523 | 3.7626 | 2.6102 | 0.42974 | 0.30886 | 2.6102 | 2.6844 | 0.44197 | 0.31765 | 2.6844 | 2.103 | 0.34624 | 0.24885 | 2.103 | 2.6844 | 0.44197 | 0.31765 | 2.6844 | 2.6844 | 0.44197 | 0.31765 | 2.6844 | 2.6844 | 0.44197 | 0.31765 | 2.6844 | 8.7156 | 1.7672 | 1.2701 | 8.7156 | 8.8021 | 1.8439 | 1.3253 | 8.8021 | 8.864 | 1.7959 | 1.2907 | 8.864 | 8.9306 | 1.8378 | 1.3209 | 8.9306 | 9.0082 | 1.903 | 1.3677 | 9.0082 | 9.0993 | 1.8981 | 1.3642 | 9.0993 | 9.2043 | 1.8933 | 1.3608 | 9.2043 | 9.3237 | 1.8744 | 1.3471 | 9.3237 | 9.4194 | 1.7536 | 1.2604 | 9.4194 | 9.4904 | 1.746 | 1.2549 | 9.4904 | 9.8454 | 1.7236 | 1.2388 | 9.8454 | 9.5682 | 1.7343 | 1.2465 | 9.5682 | 9.7751 | 1.6094 | 1.1567 | 9.7751 | 8.4801 | 1.3962 | 1.0035 | 8.4801 | 7.3469 | 1.2096 | 0.86937 | 7.3469 | 8.7257 | 1.7672 | 1.2701 | 8.7257 | 8.8282 | 1.844 | 1.3253 | 8.8282 | 8.9414 | 1.6119 | 1.1585 | 8.9414 | 8.973 | 1.4773 | 1.0618 | 8.973 | 8.3421 | 1.3735 | 0.98714 | 8.3421 | 7.0283 | 1.1572 | 0.83167 | 7.0283 | 6.2572 | 1.0302 | 0.74043 | 6.2572 | 5.5108 | 0.9073 | 0.6521 | 5.5108 | 4.9911 | 0.82174 | 0.5906 | 4.9911 | 3.836 | 0.63156 | 0.45392 | 3.836 | 1.5725 | 0.2589 | 0.18608 | 1.5725 | 3.2856 | 0.54096 | 0.3888 | 3.2856 | 2.6844 | 0.44197 | 0.31765 | 2.6844 | 2.6844 | 0.44197 | 0.31765 | 2.6844 | 2.6844 | 0.44197 | 0.31765 | 2.6844 | 8.7272 | 1.7672 | 1.2701 | 8.7272 | 8.8449 | 1.6949 | 1.2181 | 8.8449 | 8.6785 | 1.4288 | 1.0269 | 8.6785 | 7.7169 | 1.2705 | 0.91315 | 7.7169 | 6.838 | 1.1258 | 0.80915 | 6.838 | 5.2357 | 0.86202 | 0.61955 | 5.2357 | 4.0351 | 0.66435 | 0.47748 | 4.0351 | 2.8545 | 0.46998 | 0.33778 | 2.8545 | 1.7061 | 0.2809 | 0.20189 | 1.7061 | 0.19885 | 0.032739 | 0.02353 | 0.19885 | 2.6844 | 0.44197 | 0.31765 | 2.6844 | 2.6844 | 0.44197 | 0.31765 | 2.6844 | 2.6844 | 0.44197 | 0.31765 | 2.6844 | 2.6844 | 0.44197 | 0.31765 | 2.6844 | 2.6844 | 0.44197 | 0.31765 | 2.6844 | 8.7272 | 1.7672 | 1.2701 | 8.7272 | 8.8459 | 1.6855 | 1.2114 | 8.8459 | 8.6942 | 1.4314 | 1.0288 | 8.6942 | 7.7463 | 1.2754 | 0.91663 | 7.7463 | 6.9484 | 1.144 | 0.82222 | 6.9484 | 5.423 | 0.89285 | 0.64171 | 5.423 | 4.4068 | 0.72555 | 0.52147 | 4.4068 | 3.3568 | 0.55267 | 0.39721 | 3.3568 | 2.0648 | 0.33995 | 0.24433 | 2.0648 | 0.055417 | 0.009124 | 0.0065576 | 0.055417 | 2.6844 | 0.44197 | 0.31765 | 2.6844 | 2.6844 | 0.44197 | 0.31765 | 2.6844 | 2.6844 | 0.44197 | 0.31765 | 2.6844 | 2.6844 | 0.44197 | 0.31765 | 2.6844 | 2.6844 | 0.44197 | 0.31765 | 2.6844
HDA NO1 & HDA NO2 | STAINBURN & SIDDICK | HARKER / HUTTON | 301429 | 525527 | -1.5615 | -0.25709 | -0.18477 | -1.5615 | -1.724 | -0.28384 | -0.204 | -1.724 | -3.328 | -0.54793 | -0.39381 | -3.328 | -4.2139 | -0.69378 | -0.49864 | -4.2139 | -4.9205 | -0.81012 | -0.58225 | -4.9205 | -6.3116 | -1.0392 | -0.74686 | -6.3116 | -7.1614 | -1.1791 | -0.84743 | -7.1614 | -8.011 | -1.319 | -0.94796 | -8.011 | -8.5325 | -1.4048 | -1.0097 | -8.5325 | -9.6849 | -1.5945 | -1.146 | -9.6849 | 2.6844 | 0.44197 | 0.31765 | 2.6844 | -10.1921 | -1.6781 | -1.206 | -10.1921 | 2.6844 | 0.44197 | 0.31765 | 2.6844 | 2.6844 | 0.44197 | 0.31765 | 2.6844 | 2.6844 | 0.44197 | 0.31765 | 2.6844 | -1.5615 | -0.25709 | -0.18477 | -1.5615 | -1.0956 | -0.18038 | -0.12964 | -1.0956 | -1.3872 | -0.22839 | -0.16415 | -1.3872 | -1.1326 | -0.18648 | -0.13403 | -1.1326 | -0.73661 | -0.12128 | -0.087165 | -0.73661 | -0.76658 | -0.12621 | -0.090711 | -0.76658 | -0.7956 | -0.13099 | -0.094145 | -0.7956 | -0.91058 | -0.14992 | -0.10775 | -0.91058 | -1.6439 | -0.27065 | -0.19452 | -1.6439 | -1.69 | -0.27824 | -0.19998 | -1.69 | -1.8265 | -0.30073 | -0.21614 | -1.8265 | -1.7612 | -0.28997 | -0.20841 | -1.7612 | -2.52 | -0.41489 | -0.29819 | -2.52 | -3.815 | -0.62811 | -0.45143 | -3.815 | -4.9482 | -0.81469 | -0.58553 | -4.9482 | -1.5615 | -0.25709 | -0.18477 | -1.5615 | -1.0951 | -0.1803 | -0.12959 | -1.0951 | -2.5049 | -0.41241 | -0.2964 | -2.5049 | -3.3221 | -0.54696 | -0.39311 | -3.3221 | -3.9529 | -0.65082 | -0.46776 | -3.9529 | -5.2668 | -0.86714 | -0.62323 | -5.2668 | -6.0379 | -0.99409 | -0.71447 | -6.0379 | -6.7843 | -1.117 | -0.8028 | -6.7843 | -7.304 | -1.2025 | -0.8643 | -7.304 | -8.4591 | -1.3927 | -1.001 | -8.4591 | -10.7226 | -1.7654 | -1.2688 | -10.7226 | -9.0094 | -1.4833 | -1.0661 | -9.0094 | 2.6844 | 0.44197 | 0.31765 | 2.6844 | 2.6844 | 0.44197 | 0.31765 | 2.6844 | 2.6844 | 0.44197 | 0.31765 | 2.6844 | -1.5615 | -0.25709 | -0.18477 | -1.5615 | -2.0008 | -0.32941 | -0.23675 | -2.0008 | -3.6166 | -0.59544 | -0.42796 | -3.6166 | -4.5782 | -0.75377 | -0.54175 | -4.5782 | -5.4571 | -0.89847 | -0.64575 | -5.4571 | -7.0594 | -1.1623 | -0.83535 | -7.0594 | -8.26 | -1.3599 | -0.97742 | -8.26 | -9.4406 | -1.5543 | -1.1171 | -9.4406 | -10.589 | -1.7434 | -1.253 | -10.589 | -12.0962 | -1.9916 | -1.4314 | -12.0962 | 2.6844 | 0.44197 | 0.31765 | 2.6844 | 2.6844 | 0.44197 | 0.31765 | 2.6844 | 2.6844 | 0.44197 | 0.31765 | 2.6844 | 2.6844 | 0.44197 | 0.31765 | 2.6844 | 2.6844 | 0.44197 | 0.31765 | 2.6844 | -1.5615 | -0.25709 | -0.18477 | -1.5615 | -2.0577 | -0.33878 | -0.24349 | -2.0577 | -3.6009 | -0.59286 | -0.4261 | -3.6009 | -4.5488 | -0.74893 | -0.53827 | -4.5488 | -5.3467 | -0.88029 | -0.63268 | -5.3467 | -6.8721 | -1.1314 | -0.81319 | -6.8721 | -7.8882 | -1.2987 | -0.93343 | -7.8882 | -8.9383 | -1.4716 | -1.0577 | -8.9383 | -10.2303 | -1.6843 | -1.2106 | -10.2303 | -12.2397 | -2.0152 | -1.4483 | -12.2397 | 2.6844 | 0.44197 | 0.31765 | 2.6844 | 2.6844 | 0.44197 | 0.31765 | 2.6844 | 2.6844 | 0.44197 | 0.31765 | 2.6844 | 2.6844 | 0.44197 | 0.31765 | 2.6844 | 2.6844 | 0.44197 | 0.31765 | 2.6844
HEADY HILL | CASTLETON | ROCHDALE | 384370 | 410583 | 23.6216 | 10.5205 | 7.6746 | 11.2914 | 23.9383 | 10.2253 | 7.4592 | 9.5506 | 24.0522 | 8.3485 | 6.0902 | 9.2301 | 24.1708 | 6.5018 | 4.743 | 8.9609 | 24.2889 | 4.666 | 3.4038 | 8.5401 | 24.4167 | 4.6887 | 3.4203 | 8.1165 | 24.5498 | 4.6836 | 3.4166 | 7.9233 | 25.1953 | 4.5851 | 3.3448 | 7.0148 | 25.3097 | 4.5272 | 3.3025 | 6.6726 | 25.4479 | 4.491 | 3.2761 | 6.3429 | 26.0537 | 4.2942 | 3.1326 | 4.4943 | 25.5895 | 4.5217 | 3.2985 | 6.137 | 27.3837 | 5.0494 | 3.6835 | -0.61214 | 27.962 | 6.8813 | 5.0198 | -4.3671 | 28.6316 | 6.697 | 4.8853 | -7.6498 | 23.6227 | 10.5205 | 7.6746 | 11.2914 | 23.962 | 10.3707 | 7.5653 | 10.4606 | 24.0645 | 9.1865 | 6.7014 | 10.4262 | 24.1812 | 7.997 | 5.8337 | 10.2939 | 24.2977 | 6.806 | 4.9649 | 10.0237 | 24.3534 | 5.616 | 4.0968 | 9.7811 | 24.4367 | 4.4885 | 3.2743 | 9.6866 | 24.5491 | 4.4643 | 3.2566 | 9.3259 | 24.6618 | 4.4058 | 3.214 | 8.9499 | 24.7538 | 4.4428 | 3.241 | 8.6976 | 25.2616 | 4.6372 | 3.3828 | 7.8112 | 24.8643 | 4.5172 | 3.2952 | 8.536 | 25.9603 | 5.9176 | 4.3168 | 6.611 | 26.7018 | 7.8138 | 5.7 | 5.5811 | 27.2569 | 7.937 | 5.7899 | 4.5557 | 23.6216 | 10.5205 | 7.6746 | 11.2914 | 23.9393 | 10.3687 | 7.5638 | 10.33 | 24.0537 | 9.2888 | 6.776 | 10.137 | 24.1728 | 8.1252 | 5.9272 | 9.8984 | 24.2956 | 7.1002 | 5.1795 | 9.5325 | 24.4261 | 5.9868 | 4.3673 | 9.1987 | 24.5612 | 4.8931 | 3.5694 | 9.091 | 25.202 | 4.7926 | 3.4962 | 8.2688 | 25.3171 | 4.7432 | 3.4601 | 7.972 | 25.4509 | 4.7131 | 3.4381 | 7.6643 | 25.9975 | 4.622 | 3.3717 | 6.5746 | 25.5834 | 4.7389 | 3.4569 | 7.4567 | 27.0904 | 6.03 | 4.3988 | 4.7004 | 27.5497 | 8.3835 | 6.1156 | 3.6835 | 27.9852 | 8.614 | 6.2838 | 2.7971 | 23.6215 | 10.5205 | 7.6746 | 11.2914 | 23.9406 | 10.1973 | 7.4388 | 9.1162 | 24.0599 | 9.0969 | 6.6361 | 8.7713 | 24.1927 | 8.0174 | 5.8486 | 8.5286 | 24.3373 | 7.0314 | 5.1293 | 8.1238 | 24.5059 | 5.8577 | 4.2731 | 7.7056 | 24.6837 | 4.7321 | 3.452 | 7.5317 | 25.3325 | 4.5618 | 3.3278 | 6.6778 | 25.5016 | 4.3672 | 3.1858 | 6.3358 | 25.7149 | 4.184 | 3.0522 | 5.9746 | 22.2307 | 3.606 | 2.6306 | 3.3574 | 25.1821 | 4.0848 | 2.9798 | 5.7236 | 25.3486 | 4.1118 | 2.9995 | -1.9864 | 29.9029 | 6.0215 | 4.3926 | -5.8951 | 30.4092 | 5.8766 | 4.2869 | -8.7503 | 23.6215 | 10.5205 | 7.6746 | 11.2914 | 23.9206 | 10.1646 | 7.415 | 8.9187 | 24.0155 | 10.2028 | 7.4428 | 8.5771 | 24.1321 | 10.3002 | 7.5139 | 8.3498 | 24.8541 | 10.1934 | 7.4359 | 7.3562 | 25.5699 | 10.065 | 7.3423 | 6.3824 | 26.1988 | 9.9786 | 7.2793 | 5.7722 | 26.3183 | 9.8108 | 7.1568 | 5.3541 | 26.511 | 9.4873 | 6.9208 | 4.4044 | 26.7953 | 9.2264 | 6.7305 | 3.3744 | 28.0475 | 8.481 | 6.1868 | -0.60013 | 27.0884 | 8.9942 | 6.5611 | 2.4695 | 29.4375 | 7.067 | 5.1553 | -5.2434 | 30.0165 | 6.0222 | 4.3931 | -8.0569 | 30.1668 | 5.9161 | 4.3157 | -8.3085
HEAP BRIDGE | BURY | KEARSLEY | 382793 | 410428 | 5.259 | 5.259 | 5.259 | 5.259 | 5.4539 | 5.4539 | 5.4539 | 5.4539 | 5.5974 | 5.5974 | 5.5974 | 5.5974 | 5.7581 | 5.7581 | 4.6725 | 5.7581 | 5.9196 | 4.2257 | 3.0826 | 5.9196 | 6.0885 | 4.1651 | 3.0383 | 6.0885 | 6.2664 | 4.104 | 2.9938 | 6.2664 | 6.4567 | 4.0379 | 2.9456 | 6.4567 | 6.6695 | 3.9699 | 2.896 | 6.6695 | 6.8669 | 3.9175 | 2.8577 | 6.8669 | 7.6391 | 4.172 | 3.0434 | 5.9876 | 7.0619 | 3.9855 | 2.9074 | 6.9075 | 8.4906 | 7.5597 | 5.5147 | 3.8108 | 9.0587 | 9.0587 | 9.0587 | 1.8841 | 9.509 | 9.509 | 9.509 | 0.35685 | 5.2656 | 5.2656 | 5.2656 | 5.2656 | 5.4631 | 5.4631 | 5.4631 | 5.4631 | 5.5415 | 5.5415 | 5.5415 | 5.5415 | 5.6453 | 5.6453 | 5.6453 | 5.6453 | 5.7539 | 5.7539 | 5.0716 | 5.7539 | 5.8649 | 5.6725 | 4.138 | 5.8649 | 5.9996 | 4.3822 | 3.1967 | 5.9996 | 6.1609 | 4.3409 | 3.1666 | 6.1609 | 6.331 | 4.2891 | 3.1288 | 6.331 | 6.4772 | 4.2659 | 3.1119 | 6.4772 | 6.9563 | 4.5121 | 3.2915 | 6.9563 | 6.6208 | 4.3283 | 3.1575 | 6.6208 | 7.3162 | 6.8807 | 5.0194 | 7.3162 | 7.6898 | 7.6898 | 7.6889 | 6.8095 | 8.0255 | 8.0255 | 8.0255 | 6.211 | 5.259 | 5.259 | 5.259 | 5.259 | 5.4544 | 5.4544 | 5.4544 | 5.4544 | 5.598 | 5.598 | 5.598 | 5.598 | 5.759 | 5.759 | 5.759 | 5.759 | 5.9226 | 5.9226 | 4.9856 | 5.9226 | 6.0927 | 5.5139 | 4.0223 | 6.0927 | 6.2715 | 4.1912 | 3.0575 | 6.2715 | 6.4597 | 4.1346 | 3.0162 | 6.4597 | 6.6728 | 4.0683 | 2.9677 | 6.6728 | 6.8682 | 4.0148 | 2.9287 | 6.8682 | 7.6136 | 4.3267 | 3.1563 | 6.7782 | 7.0591 | 4.086 | 2.9807 | 7.0591 | 8.2258 | 7.9672 | 5.8119 | 5.9366 | 8.6864 | 8.6864 | 8.6864 | 5.2337 | 9.0744 | 9.0744 | 9.0744 | 4.784 | 5.2583 | 5.2583 | 5.2583 | 5.2583 | 5.4767 | 5.4767 | 5.4767 | 5.4767 | 5.6394 | 5.6394 | 5.6394 | 5.6394 | 5.8251 | 5.8251 | 5.8251 | 5.8251 | 6.0218 | 6.0218 | 4.8959 | 6.0218 | 6.2384 | 5.3765 | 3.9221 | 6.2384 | 6.4693 | 4.0421 | 2.9487 | 6.4693 | 6.7033 | 3.964 | 2.8917 | 6.7033 | 6.9795 | 3.8731 | 2.8254 | 6.9795 | 7.227 | 3.8029 | 2.7742 | 6.9629 | 8.2678 | 3.9543 | 2.8846 | 5.7152 | 7.4664 | 3.8616 | 2.817 | 6.7488 | 9.1764 | 7.3993 | 5.3977 | 3.5117 | 9.7338 | 9.7338 | 9.424 | 1.657 | 10.0319 | 10.0319 | 10.0319 | 0.38427 | 5.2583 | 5.2583 | 5.2583 | 5.2583 | 5.4726 | 5.4726 | 5.4726 | 5.4726 | 5.6337 | 5.6337 | 5.6337 | 5.6337 | 5.8201 | 5.8201 | 5.8201 | 5.8201 | 6.0259 | 6.0259 | 6.0259 | 6.0259 | 6.2493 | 6.2493 | 6.2493 | 6.2493 | 6.4925 | 6.4925 | 6.4925 | 6.4925 | 6.7644 | 6.7644 | 6.7644 | 6.7644 | 7.3181 | 7.3181 | 7.3181 | 6.8226 | 7.7227 | 7.7227 | 7.7227 | 6.3698 | 8.5392 | 8.5392 | 8.5392 | 4.2715 | 7.9246 | 7.9246 | 7.9246 | 5.8119 | 9.3827 | 9.3827 | 9.3827 | 2.0994 | 9.7956 | 9.7956 | 9.7956 | 0.61055 | 9.8936 | 9.8936 | 9.8936 | 0.4951
HEASANDFORD | BURNLEY | ROCHDALE | 385349 | 433821 | 29.24 | 9.1948 | 6.7075 | 19.4522 | 29.2577 | 9.0548 | 6.6054 | 18.8355 | 29.2979 | 8.9878 | 6.5564 | 18.6545 | 29.3604 | 8.9307 | 6.5149 | 18.5065 | 29.4187 | 8.8588 | 6.4624 | 18.2418 | 29.4653 | 8.8174 | 6.4322 | 18.0669 | 29.5149 | 8.8035 | 6.422 | 18.0956 | 29.5639 | 8.7463 | 6.3803 | 17.8775 | 29.6191 | 8.7082 | 6.3525 | 17.7362 | 29.6648 | 8.6658 | 6.3216 | 17.6183 | 29.8329 | 8.5277 | 6.2209 | 17.2349 | 29.7087 | 8.6423 | 6.3044 | 17.6312 | 29.9976 | 8.3293 | 6.0761 | 15.9815 | 30.0785 | 9.2036 | 6.7139 | 14.9578 | 30.1066 | 9.0359 | 6.5916 | 14.2598 | 29.2378 | 9.1948 | 6.7075 | 19.4522 | 29.2603 | 9.1455 | 6.6715 | 19.3017 | 29.245 | 9.1438 | 6.6703 | 19.4555 | 29.2525 | 9.1266 | 6.6577 | 19.5301 | 29.2502 | 9.0995 | 6.638 | 19.5199 | 29.2395 | 9.0897 | 6.6308 | 19.6206 | 29.2447 | 9.0989 | 6.6375 | 19.8185 | 29.2678 | 9.0746 | 6.6198 | 19.7393 | 29.2975 | 9.0478 | 6.6002 | 19.6663 | 29.3163 | 9.0428 | 6.5966 | 19.6337 | 29.3863 | 9.0524 | 6.6036 | 19.7294 | 29.3336 | 9.054 | 6.6048 | 19.7012 | 29.4551 | 9.1062 | 6.6428 | 19.7431 | 29.4772 | 9.8038 | 7.1517 | 19.8211 | 29.4751 | 10.4495 | 7.6228 | 19.9256 | 29.24 | 9.1948 | 6.7075 | 19.4522 | 29.2597 | 9.112 | 6.6471 | 19.1091 | 29.3001 | 9.0679 | 6.6149 | 18.9822 | 29.3627 | 9.0174 | 6.5781 | 18.8426 | 29.4209 | 8.9485 | 6.5278 | 18.5918 | 29.4667 | 8.8979 | 6.4909 | 18.431 | 29.5141 | 8.8806 | 6.4783 | 18.4679 | 29.5617 | 8.8306 | 6.4418 | 18.2653 | 29.6155 | 8.7909 | 6.4129 | 18.1294 | 29.6599 | 8.7494 | 6.3825 | 18.0129 | 29.8238 | 8.6691 | 6.324 | 17.8545 | 29.7026 | 8.7211 | 6.3619 | 18.0202 | 29.9735 | 8.7429 | 6.3778 | 17.5946 | 30.0384 | 9.9109 | 7.2299 | 17.4719 | 30.0561 | 9.8843 | 7.2105 | 17.4368 | 29.2409 | 9.1948 | 6.7075 | 19.4522 | 29.2611 | 9.0098 | 6.5725 | 18.5782 | 29.3049 | 8.953 | 6.5311 | 18.3671 | 29.3757 | 8.8973 | 6.4905 | 18.2378 | 29.4383 | 8.8271 | 6.4393 | 17.9854 | 29.4972 | 8.768 | 6.3961 | 17.8287 | 29.5586 | 8.7275 | 6.3666 | 17.8827 | 29.6194 | 8.6772 | 6.3299 | 17.6883 | 29.6916 | 8.6236 | 6.2908 | 17.5673 | 29.7488 | 8.5714 | 6.2527 | 17.4679 | 30.0929 | 8.423 | 6.1445 | 17.1835 | 29.8013 | 8.5726 | 6.2536 | 17.5037 | 30.7231 | 8.2165 | 5.9938 | 16.0991 | 30.8688 | 9.0339 | 6.5901 | 15.2636 | 30.9103 | 8.9095 | 6.4993 | 14.7553 | 29.2409 | 9.1948 | 6.7075 | 19.4522 | 29.2581 | 8.9886 | 6.557 | 18.4471 | 29.2986 | 8.948 | 6.5275 | 18.2192 | 29.3663 | 8.8959 | 6.4894 | 18.0991 | 29.4256 | 8.8255 | 6.4381 | 17.8536 | 29.4855 | 8.7454 | 6.3797 | 17.7043 | 29.5463 | 8.7584 | 6.3891 | 17.768 | 29.6341 | 8.7238 | 6.3639 | 17.5541 | 29.8283 | 8.649 | 6.3093 | 17.2206 | 29.9907 | 8.5805 | 6.2594 | 16.9049 | 30.5085 | 9.5121 | 6.9389 | 16.0411 | 30.1451 | 8.6341 | 6.2984 | 16.7329 | 30.7372 | 8.9606 | 6.5366 | 15.0102 | 30.8607 | 8.8315 | 6.4425 | 14.4323 | 30.872 | 8.7682 | 6.3963 | 14.6707
HEATON MOOR | VERNON PARK | BREDBURY | 387623 | 391345 | 30.1577 | 10.1873 | 7.4315 | 15.8652 | 30.3224 | 9.8231 | 7.1658 | 14.1146 | 30.4188 | 9.6224 | 7.0194 | 13.5229 | 30.5384 | 9.3691 | 6.8346 | 13.0377 | 30.6645 | 9.2021 | 6.7128 | 12.5153 | 30.8074 | 8.9952 | 6.5619 | 11.7362 | 30.9751 | 8.8513 | 6.4569 | 11.279 | 31.1652 | 8.7191 | 6.3605 | 10.8835 | 31.3789 | 8.566 | 6.2488 | 10.2875 | 31.5463 | 8.4151 | 6.1387 | 9.7548 | 32.2237 | 7.6145 | 5.5547 | 7.5812 | 31.7162 | 8.299 | 6.054 | 9.4701 | 32.9669 | 6.3854 | 4.6581 | 2.5172 | 33.4608 | 5.4728 | 3.9924 | -1.6063 | 29.3633 | 4.763 | 3.4746 | -4.3424 | 30.1474 | 10.1873 | 7.4315 | 15.8652 | 30.3296 | 9.9875 | 7.2858 | 14.7105 | 30.3793 | 9.8674 | 7.1981 | 14.448 | 30.453 | 9.731 | 7.0986 | 14.1461 | 30.5324 | 9.5588 | 6.973 | 13.7892 | 30.6206 | 9.3949 | 6.8534 | 13.2071 | 30.7329 | 9.2918 | 6.7782 | 12.8276 | 30.8554 | 9.1877 | 6.7023 | 12.3601 | 30.9859 | 9.0369 | 6.5923 | 11.6667 | 31.0709 | 8.9403 | 6.5218 | 11.2076 | 31.4705 | 8.7107 | 6.3543 | 10.2002 | 31.1613 | 8.8877 | 6.4835 | 10.9722 | 31.9515 | 8.424 | 6.1452 | 9.2459 | 32.3111 | 8.1712 | 5.9608 | 8.5645 | 32.5823 | 7.9774 | 5.8194 | 8.2596 | 30.1577 | 10.1873 | 7.4315 | 15.8652 | 30.327 | 9.9662 | 7.2702 | 14.7106 | 30.424 | 9.7915 | 7.1428 | 14.2208 | 30.544 | 9.5489 | 6.9658 | 13.7703 | 30.672 | 9.4029 | 6.8593 | 13.3102 | 30.8157 | 9.1949 | 6.7076 | 12.6421 | 30.9765 | 9.0559 | 6.6062 | 12.2975 | 31.1592 | 8.9482 | 6.5276 | 11.988 | 31.3674 | 8.7961 | 6.4166 | 11.4543 | 31.5276 | 8.6562 | 6.3146 | 10.9537 | 32.1697 | 8.0414 | 5.8661 | 9.7394 | 31.6885 | 8.5404 | 6.2301 | 10.6776 | 32.7622 | 7.5042 | 5.4742 | 8.4423 | 33.1486 | 7.2799 | 5.3106 | 7.6193 | 33.3917 | 7.0507 | 5.1434 | 7.3564 | 30.162 | 10.1873 | 7.4315 | 15.8652 | 30.3351 | 9.7729 | 7.1292 | 13.8589 | 30.4468 | 9.5581 | 6.9725 | 13.2758 | 30.5958 | 9.3309 | 6.8068 | 12.8261 | 30.7728 | 9.1414 | 6.6685 | 12.344 | 30.9835 | 8.8726 | 6.4725 | 11.6315 | 31.2199 | 8.7027 | 6.3485 | 11.2771 | 31.4791 | 8.5528 | 6.2392 | 11.0025 | 31.7847 | 8.3068 | 6.0597 | 10.5021 | 32.0309 | 8.1059 | 5.9131 | 10.0206 | 32.9783 | 7.1977 | 5.2506 | 7.6564 | 32.2621 | 7.912 | 5.7717 | 9.6874 | 34.1585 | 5.9529 | 4.3426 | 2.7618 | 30.5877 | 4.9616 | 3.6194 | -1.0473 | 26.3249 | 4.2702 | 3.115 | -3.4804 | 30.162 | 10.1873 | 7.4315 | 15.8652 | 30.3209 | 9.7605 | 7.1201 | 13.76 | 30.4165 | 9.5778 | 6.9869 | 13.2094 | 30.5545 | 9.3801 | 6.8427 | 12.7948 | 30.7337 | 9.179 | 6.6959 | 12.3433 | 30.9536 | 8.9235 | 6.5096 | 11.6691 | 31.2115 | 8.7502 | 6.3831 | 11.3422 | 31.5035 | 8.5072 | 6.2059 | 10.955 | 31.879 | 8.1611 | 5.9534 | 9.6426 | 32.1691 | 7.7511 | 5.6543 | 8.3246 | 33.2331 | 6.661 | 4.8591 | 3.9843 | 32.4517 | 7.4639 | 5.4448 | 7.2449 | 33.0574 | 5.3622 | 3.9117 | -0.58999 | 28.4154 | 4.6093 | 3.3624 | -3.396 | 27.7633 | 4.5035 | 3.2852 | -2.8214
HEATON NORRIS | VERNON PARK | BREDBURY | 388860 | 391967 | 23.9961 | 7.0925 | 5.1739 | 13.8734 | 24.2169 | 6.8379 | 4.9882 | 12.5822 | 24.3057 | 4.8584 | 3.5442 | 12.133 | 17.5955 | 2.8542 | 2.0821 | 11.8875 | 5.4157 | 0.87847 | 0.64084 | 5.4157 | 3.4483 | 0.55935 | 0.40804 | 3.4483 | 2.6914 | 0.43658 | 0.31848 | 2.6914 | 2.6914 | 0.43658 | 0.31848 | 2.6914 | 2.6914 | 0.43658 | 0.31848 | 2.6914 | 2.6914 | 0.43658 | 0.31848 | 2.6914 | 2.6914 | 0.43658 | 0.31848 | 1.2148 | 2.6914 | 0.43658 | 0.31848 | 2.6914 | 2.6914 | 0.43658 | 0.31848 | -3.015 | 13.1423 | 2.1318 | 1.5551 | -6.4578 | 21.8355 | 3.5419 | 2.5838 | -8.3509 | 23.99 | 7.0925 | 5.1739 | 13.8734 | 24.2129 | 6.9437 | 5.0653 | 12.9758 | 24.2559 | 5.7835 | 4.219 | 12.8847 | 24.3117 | 4.5337 | 3.3073 | 12.8603 | 20.6681 | 3.3526 | 2.4456 | 12.6368 | 12.9825 | 2.1059 | 1.5362 | 12.2939 | 5.9135 | 0.95923 | 0.69974 | 5.9135 | 5.0808 | 0.82415 | 0.6012 | 5.0808 | 3.9883 | 0.64693 | 0.47193 | 3.9883 | 3.5154 | 0.57023 | 0.41598 | 3.5154 | 3.7192 | 0.60329 | 0.44009 | 3.7192 | 3.4782 | 0.5642 | 0.41158 | 3.4782 | 9.0983 | 1.4758 | 1.0766 | 9.0983 | 24.9275 | 4.0435 | 2.9497 | 9.5527 | 25.989 | 5.3555 | 3.9067 | 9.402 | 23.9961 | 7.0925 | 5.1739 | 13.8734 | 24.2172 | 6.9093 | 5.0403 | 12.8183 | 24.3062 | 5.6631 | 4.1311 | 12.4223 | 24.4067 | 4.3837 | 3.1978 | 12.213 | 19.1941 | 3.1135 | 2.2712 | 11.8028 | 10.7552 | 1.7446 | 1.2727 | 10.7552 | 0.6846 | 0.11105 | 0.081009 | 0.6846 | 0.019108 | 0.0030995 | 0.002261 | 0.019108 | 2.6914 | 0.43658 | 0.31848 | 2.6914 | 2.6914 | 0.43658 | 0.31848 | 2.6914 | 2.6914 | 0.43658 | 0.31848 | 2.6914 | 2.6914 | 0.43658 | 0.31848 | 2.6914 | 0.5837 | 0.094683 | 0.06907 | 0.5837 | 23.4476 | 3.8034 | 2.7745 | 0.96438 | 32.9265 | 5.7081 | 4.164 | 1.2959 | 23.9987 | 7.0925 | 5.1739 | 13.8734 | 24.2364 | 6.7768 | 4.9436 | 12.3501 | 24.3527 | 5.4838 | 4.0004 | 11.8925 | 24.4991 | 4.1953 | 3.0604 | 11.6573 | 17.6483 | 2.8627 | 2.0883 | 11.1851 | 8.6709 | 1.4065 | 1.026 | 8.6709 | 2.6914 | 0.43658 | 0.31848 | 2.6914 | 2.6914 | 0.43658 | 0.31848 | 2.6914 | 2.6914 | 0.43658 | 0.31848 | 2.6914 | 2.6914 | 0.43658 | 0.31848 | 2.6914 | 2.6914 | 0.43658 | 0.31848 | 0.69281 | 2.6914 | 0.43658 | 0.31848 | 2.6914 | 2.6914 | 0.43658 | 0.31848 | -2.951 | 9.4333 | 1.5302 | 1.1162 | -6.1785 | 18.1699 | 2.9473 | 2.15 | -7.8966 | 23.9987 | 7.0925 | 5.1739 | 13.8734 | 24.2248 | 6.7659 | 4.9356 | 12.2609 | 24.3321 | 6.5515 | 4.7792 | 11.8308 | 24.4783 | 6.3224 | 4.6121 | 11.6285 | 24.6587 | 6.029 | 4.3981 | 11.1897 | 24.872 | 5.5957 | 4.082 | 10.4594 | 27.657 | 5.0167 | 3.6596 | 7.6301 | 27.868 | 4.7789 | 3.4862 | 7.4464 | 24.2002 | 3.9255 | 2.8636 | 3.4527 | 19.8827 | 3.2252 | 2.3527 | 0.41818 | 14.5115 | 2.3539 | 1.7171 | -2.5044 | 18.7046 | 3.0341 | 2.2133 | -0.19031 | 8.1049 | 1.3147 | 0.95905 | -5.9427 | 19.5509 | 3.1713 | 2.3135 | -8.506 | 19.3118 | 3.1326 | 2.2852 | -7.5083
HELWITH BRIDGE | PADIHAM | PADIHAM | 381025 | 469428 | 12.1018 | 12.1018 | 12.1018 | 8.7351 | 12.1149 | 12.1149 | 12.1149 | 8.7629 | 12.1362 | 12.1362 | 12.1362 | 8.6913 | 12.1594 | 12.1594 | 12.1594 | 8.5824 | 12.1865 | 12.1865 | 12.1865 | 8.5016 | 12.219 | 12.219 | 12.219 | 8.4112 | 12.2571 | 12.2571 | 12.2571 | 8.3309 | 12.3009 | 12.3009 | 12.3009 | 8.2508 | 12.3533 | 12.3533 | 12.3533 | 8.1718 | 12.3915 | 12.3915 | 12.3915 | 8.0996 | 12.5288 | 12.5288 | 12.5288 | 7.7387 | 12.4285 | 12.4285 | 12.4285 | 8.0301 | 12.6522 | 12.6522 | 12.6522 | 7.0628 | 12.7179 | 12.7179 | 12.7179 | 6.6249 | 12.7525 | 12.7525 | 12.7525 | 6.3073 | 12.0993 | 12.0993 | 12.0993 | 8.7351 | 12.1107 | 12.1107 | 12.1107 | 8.7642 | 12.1202 | 12.1202 | 12.1202 | 8.7873 | 12.132 | 12.132 | 12.132 | 8.7616 | 12.1459 | 12.1459 | 12.1459 | 8.7653 | 12.1621 | 12.1621 | 12.1621 | 8.7693 | 12.1823 | 12.1823 | 12.1823 | 8.7519 | 12.2073 | 12.2073 | 12.2073 | 8.701 | 12.2341 | 12.2341 | 12.2341 | 8.6316 | 12.2486 | 12.2486 | 12.2486 | 8.596 | 12.3078 | 12.3078 | 12.3078 | 8.4654 | 12.2629 | 12.2629 | 12.2629 | 8.5632 | 12.3781 | 12.3781 | 12.3781 | 8.3387 | 12.4337 | 12.4337 | 12.4337 | 8.2769 | 12.4744 | 12.4744 | 12.4744 | 8.2121 | 12.1018 | 12.1018 | 12.1018 | 8.7351 | 12.1149 | 12.1149 | 12.1149 | 8.7706 | 12.1362 | 12.1362 | 12.1362 | 8.7029 | 12.1595 | 12.1595 | 12.1595 | 8.6009 | 12.1868 | 12.1868 | 12.1868 | 8.5282 | 12.2194 | 12.2194 | 12.2194 | 8.4488 | 12.2576 | 12.2576 | 12.2576 | 8.3801 | 12.3012 | 12.3012 | 12.3012 | 8.3097 | 12.3536 | 12.3536 | 12.3536 | 8.2312 | 12.3916 | 12.3916 | 12.3916 | 8.1577 | 12.5264 | 12.5264 | 12.5264 | 7.9042 | 12.4283 | 12.4283 | 12.4283 | 8.086 | 12.6398 | 12.6398 | 12.6398 | 7.708 | 12.7004 | 12.7004 | 12.7004 | 7.563 | 12.7252 | 12.7252 | 12.7252 | 7.5584 | 12.1029 | 12.1029 | 12.1029 | 8.7351 | 12.1181 | 12.1181 | 12.1181 | 8.7685 | 12.1437 | 12.1437 | 12.1437 | 8.7035 | 12.1755 | 12.1755 | 12.1755 | 8.5978 | 12.2155 | 12.2155 | 12.2155 | 8.5185 | 12.2632 | 12.2632 | 12.2632 | 8.4338 | 12.3176 | 12.3176 | 12.3176 | 8.3627 | 12.3767 | 12.3767 | 12.3767 | 8.2956 | 12.4518 | 12.4518 | 12.4518 | 8.221 | 12.5064 | 12.5064 | 12.5064 | 8.1504 | 12.7057 | 12.7057 | 12.7057 | 7.7438 | 12.5577 | 12.5577 | 12.5577 | 8.0842 | 12.8896 | 12.8896 | 12.8896 | 7.1036 | 12.9765 | 12.9765 | 12.9765 | 6.7208 | 13.0241 | 13.0241 | 13.0241 | 6.4666 | 12.1029 | 12.1029 | 12.1029 | 8.7351 | 12.117 | 12.117 | 12.117 | 8.7702 | 12.142 | 12.142 | 12.142 | 8.7065 | 12.1741 | 12.1741 | 12.1741 | 8.6008 | 12.2148 | 12.2148 | 12.2148 | 8.5224 | 12.2622 | 12.2622 | 12.2622 | 8.4409 | 12.3165 | 12.3165 | 12.3165 | 8.3733 | 12.3763 | 12.3763 | 12.3763 | 8.309 | 12.4579 | 12.4579 | 12.4579 | 8.1866 | 12.5212 | 12.5212 | 12.5212 | 8 | 12.7433 | 12.7433 | 12.7433 | 7.3204 | 12.5812 | 12.5812 | 12.5812 | 7.8188 | 12.9189 | 12.9189 | 12.9189 | 6.7348 | 12.9885 | 12.9885 | 12.9885 | 6.4626 | 13.0051 | 13.0051 | 13.0051 | 6.5358
HENSINGHAM | EGREMONT | HARKER / HUTTON | 298465 | 517239 | 26.1364 | 13.1197 | 9.4294 | 18.7301 | 26.2434 | 12.6506 | 9.0922 | 16.039 | 26.3061 | 12.4878 | 8.9752 | 15.3732 | 26.3996 | 12.4117 | 8.9206 | 15.327 | 26.4962 | 12.2912 | 8.8339 | 15.0448 | 26.5877 | 12.1926 | 8.7631 | 14.7757 | 26.6856 | 12.1222 | 8.7125 | 14.6605 | 26.7935 | 12.0152 | 8.6356 | 14.3932 | 26.9148 | 11.9123 | 8.5616 | 14.2031 | 26.996 | 11.7929 | 8.4758 | 13.9906 | 27.2608 | 11.378 | 8.1776 | 12.6697 | 27.0705 | 11.7252 | 8.4271 | 13.8945 | 27.4906 | 11.1193 | 7.9917 | 8.9164 | 27.5971 | 14.0463 | 10.0954 | 5.848 | 27.6366 | 13.4906 | 9.696 | 3.7636 | 26.1298 | 13.1197 | 9.4294 | 18.7301 | 26.2494 | 12.9793 | 9.3285 | 17.9711 | 26.2511 | 12.9428 | 9.3022 | 17.8281 | 26.2793 | 12.91 | 9.2787 | 17.8544 | 26.3048 | 12.8334 | 9.2236 | 17.6833 | 26.3292 | 12.7754 | 9.1819 | 17.5367 | 26.3811 | 12.7304 | 9.1496 | 17.4545 | 26.4525 | 12.6595 | 9.0986 | 17.1559 | 26.5363 | 12.5919 | 9.05 | 16.8978 | 26.5557 | 12.5486 | 9.019 | 16.7409 | 26.618 | 12.4141 | 8.9222 | 16.3142 | 26.572 | 12.5188 | 8.9975 | 16.6655 | 26.6807 | 12.2628 | 8.8135 | 15.8454 | 26.7141 | 14.0314 | 10.0847 | 15.5837 | 26.7206 | 15.7893 | 11.3481 | 15.5435 | 26.1364 | 13.1197 | 9.4294 | 18.7301 | 26.2435 | 12.9451 | 9.3039 | 17.8062 | 26.3062 | 12.8474 | 9.2337 | 17.5091 | 26.3998 | 12.7864 | 9.1898 | 17.4654 | 26.4967 | 12.6969 | 9.1255 | 17.2473 | 26.5885 | 12.5898 | 9.0485 | 17.0749 | 26.6865 | 12.5367 | 9.0104 | 17.041 | 26.794 | 12.4501 | 8.9482 | 16.8618 | 26.9154 | 12.3571 | 8.8813 | 16.7115 | 26.9963 | 12.2415 | 8.7982 | 16.5149 | 27.2563 | 11.957 | 8.5937 | 15.9532 | 27.07 | 12.1715 | 8.7479 | 16.402 | 27.4668 | 12.3115 | 8.8485 | 15.4078 | 27.5637 | 15.7966 | 11.3533 | 15.1333 | 27.5843 | 15.7004 | 11.2842 | 15.2137 | 26.1386 | 13.1197 | 9.4294 | 18.7301 | 26.245 | 12.4984 | 8.9829 | 15.1885 | 26.3157 | 12.3049 | 8.8438 | 14.3777 | 26.4292 | 12.2389 | 8.7963 | 14.3641 | 26.5475 | 12.0971 | 8.6945 | 14.1012 | 26.6617 | 11.9659 | 8.6002 | 13.8789 | 26.7895 | 11.7492 | 8.4444 | 13.8436 | 26.9247 | 11.394 | 8.1891 | 13.6605 | 27.0953 | 11.3929 | 8.1883 | 13.5427 | 27.2126 | 11.2681 | 8.0986 | 13.3781 | 27.6198 | 10.9357 | 7.8597 | 12.2125 | 27.3174 | 11.1614 | 8.0219 | 13.3362 | 28.0609 | 10.3424 | 7.4333 | 8.6249 | 28.2843 | 12.8812 | 9.258 | 5.6903 | 28.3842 | 12.3053 | 8.8441 | 3.728 | 26.1386 | 13.1197 | 9.4294 | 18.7301 | 26.2296 | 12.4445 | 8.9441 | 14.7966 | 26.2823 | 12.2532 | 8.8066 | 13.9457 | 26.3799 | 12.2002 | 8.7685 | 13.9604 | 26.486 | 12.0807 | 8.6827 | 13.7221 | 26.5861 | 11.9473 | 8.5868 | 13.5423 | 26.7013 | 11.8755 | 8.5351 | 13.5496 | 26.8321 | 11.7665 | 8.4568 | 13.2853 | 27.0269 | 11.5661 | 8.3128 | 12.5294 | 27.1801 | 11.6299 | 8.3586 | 11.691 | 27.6895 | 14.6444 | 10.5252 | 8.6731 | 27.323 | 11.8557 | 8.5209 | 10.9702 | 28.1138 | 13.7212 | 9.8617 | 5.3449 | 28.2731 | 13.1264 | 9.4342 | 3.3372 | 28.2218 | 12.949 | 9.3067 | 3.8808
HEYROD | HARTSHEAD-HEYROD | STALYBRIDGE | 397310 | 399981 | 30.7274 | 9.0548 | 6.6054 | 14.4134 | 30.8823 | 8.8552 | 6.4598 | 13.669 | 30.9473 | 8.7157 | 6.358 | 13.3579 | 31.0342 | 8.5071 | 6.2058 | 13.1553 | 31.1224 | 8.3325 | 6.0784 | 12.7942 | 31.2183 | 8.2724 | 6.0346 | 12.4508 | 31.326 | 8.1204 | 5.9238 | 12.143 | 31.4468 | 7.8895 | 5.7552 | 11.8371 | 31.5814 | 7.9183 | 5.7763 | 11.4562 | 31.6779 | 7.8932 | 5.758 | 11.1698 | 32.0391 | 7.4343 | 5.4232 | 9.3402 | 31.7711 | 7.8473 | 5.7245 | 10.9439 | 32.4427 | 6.3121 | 4.6046 | 4.7266 | 32.7231 | 5.3856 | 3.9287 | 1.0317 | 28.7133 | 4.6576 | 3.3976 | -1.6961 | 30.7197 | 9.0548 | 6.6054 | 14.4134 | 30.8954 | 8.8836 | 6.4805 | 13.6142 | 30.9351 | 8.82 | 6.4341 | 13.4866 | 30.9913 | 8.7618 | 6.3916 | 13.4325 | 31.0482 | 8.6631 | 6.3196 | 13.2175 | 31.1078 | 8.5688 | 6.2508 | 13.0465 | 31.1919 | 8.4943 | 6.1965 | 12.8469 | 31.3025 | 8.3886 | 6.1193 | 12.5271 | 31.4349 | 8.2469 | 6.016 | 12.0959 | 31.4759 | 8.1264 | 5.9281 | 11.8984 | 31.6443 | 7.9968 | 5.8336 | 11.1603 | 31.5157 | 8.0711 | 5.8878 | 11.729 | 31.8563 | 7.6067 | 5.549 | 10.3717 | 32.0536 | 7.6843 | 5.6056 | 9.8483 | 32.2229 | 7.605 | 5.5477 | 9.4958 | 30.7274 | 9.0548 | 6.6054 | 14.4134 | 30.8826 | 8.8844 | 6.481 | 13.7002 | 30.9477 | 8.7648 | 6.3938 | 13.43 | 31.0348 | 8.61 | 6.2809 | 13.2752 | 31.1246 | 8.3804 | 6.1134 | 12.987 | 31.2212 | 8.3378 | 6.0823 | 12.7574 | 31.3296 | 8.2123 | 5.9908 | 12.5821 | 31.449 | 7.9939 | 5.8315 | 12.3773 | 31.5838 | 8.0227 | 5.8525 | 12.0618 | 31.6788 | 8.0107 | 5.8437 | 11.8025 | 32.0212 | 7.7312 | 5.6398 | 10.8399 | 31.7691 | 7.9674 | 5.8121 | 11.5748 | 32.356 | 7.2947 | 5.3214 | 9.8534 | 32.6013 | 6.9498 | 5.0698 | 9.2243 | 32.7734 | 6.6805 | 4.8733 | 8.944 | 30.7296 | 9.0548 | 6.6054 | 14.4134 | 30.8836 | 8.8542 | 6.459 | 13.7024 | 30.9526 | 8.7209 | 6.3618 | 13.4264 | 31.053 | 8.4816 | 6.1872 | 13.2528 | 31.1657 | 8.3408 | 6.0845 | 12.9277 | 31.2947 | 8.0737 | 5.8896 | 12.6365 | 31.4397 | 8.0558 | 5.8766 | 12.4009 | 31.5956 | 8.0265 | 5.8552 | 12.181 | 31.7777 | 7.9409 | 5.7928 | 11.8709 | 31.9135 | 7.8235 | 5.7071 | 11.635 | 32.4611 | 7.0831 | 5.167 | 9.9381 | 32.0435 | 7.6939 | 5.6126 | 11.4604 | 33.1561 | 5.7568 | 4.1995 | 5.4764 | 29.6862 | 4.8154 | 3.5128 | 1.947 | 25.1796 | 4.0844 | 2.9795 | -0.55935 | 30.7296 | 9.0548 | 6.6054 | 14.4134 | 30.8646 | 8.8831 | 6.4801 | 13.7584 | 30.913 | 8.7841 | 6.4079 | 13.5427 | 30.995 | 8.5842 | 6.262 | 13.4139 | 31.0956 | 8.4347 | 6.153 | 13.1359 | 31.2129 | 8.2186 | 5.9954 | 12.9022 | 31.3469 | 8.2188 | 5.9955 | 12.7177 | 31.4941 | 8.1907 | 5.975 | 12.4405 | 31.7101 | 7.9724 | 5.8158 | 11.4268 | 31.8952 | 7.7034 | 5.6195 | 10.4347 | 32.5762 | 6.6441 | 4.8468 | 6.6016 | 32.0759 | 7.4351 | 5.4238 | 9.4786 | 33.0826 | 5.3663 | 3.9147 | 2.4765 | 28.602 | 4.6395 | 3.3845 | 0.025387 | 27.4743 | 4.4566 | 3.251 | 0.40524
HEYSIDE | ROYTON | WHITEGATE | 393433 | 407129 | 29.4922 | 12.8788 | 9.3949 | 18.1316 | 29.5889 | 12.7262 | 9.2836 | 17.3839 | 29.6573 | 12.6276 | 9.2116 | 17.0475 | 29.7516 | 12.5313 | 9.1414 | 16.7724 | 29.8379 | 12.4625 | 9.0912 | 16.4812 | 29.9319 | 12.4165 | 9.0576 | 16.2451 | 30.0381 | 12.3525 | 9.011 | 15.9411 | 30.1628 | 12.2778 | 8.9565 | 15.6238 | 30.2998 | 12.215 | 8.9107 | 15.3415 | 30.424 | 12.1575 | 8.8687 | 15.0744 | 31.0466 | 11.7969 | 8.6056 | 13.3901 | 30.5621 | 12.1007 | 8.8273 | 14.8125 | 32.0761 | 11.2945 | 8.2392 | 9.6902 | 32.9302 | 11.0337 | 8.0489 | 6.6683 | 33.7581 | 10.5323 | 7.6832 | 4.2336 | 29.4881 | 12.8788 | 9.3949 | 18.1316 | 29.6002 | 12.769 | 9.3148 | 17.5895 | 29.618 | 12.7248 | 9.2826 | 17.4644 | 29.6627 | 12.679 | 9.2491 | 17.3319 | 29.701 | 12.6306 | 9.2139 | 17.1758 | 29.7362 | 12.5915 | 9.1853 | 17.0895 | 29.7945 | 12.5335 | 9.1431 | 16.8767 | 29.8763 | 12.463 | 9.0916 | 16.5581 | 29.9842 | 12.3853 | 9.0349 | 16.2324 | 30.0496 | 12.3365 | 8.9993 | 16.0263 | 30.4141 | 12.2104 | 8.9073 | 15.129 | 30.1254 | 12.295 | 8.969 | 15.8131 | 30.9499 | 12.2334 | 8.9241 | 14.1507 | 31.5522 | 12.3978 | 9.044 | 13.3712 | 32.1112 | 12.329 | 8.9938 | 12.7268 | 29.4922 | 12.8788 | 9.3949 | 18.1316 | 29.591 | 12.7657 | 9.3124 | 17.5753 | 29.6601 | 12.6918 | 9.2585 | 17.289 | 29.7552 | 12.6099 | 9.1988 | 17.0393 | 29.8486 | 12.5378 | 9.1461 | 16.7836 | 29.9463 | 12.495 | 9.1149 | 16.6072 | 30.0544 | 12.4338 | 9.0703 | 16.3764 | 30.1714 | 12.37 | 9.0237 | 16.1201 | 30.3085 | 12.3125 | 8.9818 | 15.8679 | 30.4254 | 12.2535 | 8.9387 | 15.6144 | 30.9582 | 12.0185 | 8.7673 | 14.5394 | 30.5494 | 12.2052 | 8.9035 | 15.3552 | 31.6262 | 12.0087 | 8.7602 | 13.3965 | 32.2902 | 12.2227 | 8.9163 | 12.5203 | 32.8717 | 12.0821 | 8.8137 | 11.891 | 29.4939 | 12.8788 | 9.3949 | 18.1316 | 29.5911 | 12.7123 | 9.2734 | 17.2857 | 29.664 | 12.6134 | 9.2013 | 16.9638 | 29.7697 | 12.5331 | 9.1427 | 16.7136 | 29.8852 | 12.4776 | 9.1023 | 16.4459 | 30.0394 | 12.4004 | 9.0459 | 16.2339 | 30.2199 | 12.3136 | 8.9826 | 15.9667 | 30.4214 | 12.2397 | 8.9287 | 15.697 | 30.6622 | 12.155 | 8.8669 | 15.4415 | 30.9038 | 12.0644 | 8.8008 | 15.1684 | 32.1787 | 11.6006 | 8.4625 | 13.3189 | 31.1765 | 11.9785 | 8.7382 | 14.891 | 33.9129 | 10.9597 | 7.9949 | 9.473 | 34.9345 | 10.6678 | 7.782 | 6.4867 | 35.3878 | 10.2473 | 7.4753 | 4.4535 | 29.4939 | 12.8788 | 9.3949 | 18.1316 | 29.5855 | 12.7105 | 9.2721 | 17.2532 | 29.6514 | 12.6395 | 9.2204 | 16.955 | 29.7614 | 12.5918 | 9.1856 | 16.7242 | 29.9134 | 12.5151 | 9.1296 | 16.4594 | 30.107 | 12.4691 | 9.0961 | 16.2563 | 30.345 | 12.3812 | 9.0319 | 15.9855 | 30.624 | 12.3073 | 8.978 | 15.6259 | 30.9757 | 12.1424 | 8.8577 | 14.8499 | 31.3218 | 11.9839 | 8.7421 | 14.0377 | 32.8119 | 12.0054 | 8.7578 | 10.7149 | 31.684 | 11.8538 | 8.6472 | 13.2151 | 34.4541 | 10.9853 | 8.0137 | 7.1287 | 35.1431 | 10.4005 | 7.587 | 5.0076 | 35.2431 | 10.2742 | 7.4949 | 4.9741
HEYWOOD | CASTLETON | ROCHDALE | 385429 | 410369 | 21.0117 | 9.0543 | 6.605 | 9.1599 | 21.286 | 8.8469 | 6.4537 | 8.2146 | 21.4548 | 7.292 | 5.3194 | 8.0441 | 21.6591 | 5.5682 | 4.062 | 7.5874 | 21.857 | 4.1655 | 3.0386 | 7.3656 | 22.0666 | 4.0374 | 2.9452 | 6.8423 | 22.2727 | 3.95 | 2.8815 | 6.5342 | 22.4158 | 3.8569 | 2.8136 | 6.3562 | 22.5707 | 3.7396 | 2.728 | 5.8763 | 22.5722 | 3.6614 | 2.671 | 5.5932 | 20.9548 | 3.3991 | 2.4796 | 3.9454 | 22.3462 | 3.6248 | 2.6442 | 5.2794 | 24.2803 | 4.1219 | 3.0068 | 0.12557 | 25.0644 | 6.1293 | 4.4713 | -3.4582 | 25.8676 | 6.2994 | 4.5953 | -6.5718 | 21.0081 | 9.0543 | 6.605 | 9.1599 | 21.3014 | 8.9248 | 6.5105 | 8.5046 | 21.3889 | 8.0338 | 5.8605 | 8.546 | 21.5207 | 7.0769 | 5.1625 | 8.2785 | 21.6549 | 6.1627 | 4.4956 | 8.2442 | 21.7944 | 5.2128 | 3.8027 | 7.9398 | 21.9346 | 4.2725 | 3.1167 | 7.7289 | 22.0206 | 4.2012 | 3.0647 | 7.4778 | 22.1391 | 4.1169 | 3.0032 | 7.1598 | 22.2075 | 4.0509 | 2.9551 | 6.9563 | 22.5501 | 4.0427 | 2.9491 | 6.3858 | 22.282 | 3.9979 | 2.9164 | 6.7326 | 23.0302 | 4.97 | 3.6255 | 5.7402 | 23.5484 | 6.7298 | 4.9093 | 5.0832 | 24.0239 | 7.1396 | 5.2082 | 4.3319 | 21.0117 | 9.0543 | 6.605 | 9.1599 | 21.2874 | 8.9071 | 6.4976 | 8.4923 | 21.4569 | 7.9431 | 5.7944 | 8.3623 | 21.6619 | 6.7965 | 4.958 | 7.9382 | 21.8667 | 5.9916 | 4.3708 | 7.7511 | 22.08 | 5.0074 | 3.6528 | 7.2828 | 22.2878 | 4.053 | 2.9566 | 7.0205 | 22.4247 | 3.9636 | 2.8914 | 6.8073 | 22.5805 | 3.8517 | 2.8097 | 6.4362 | 22.7058 | 3.7772 | 2.7554 | 6.1572 | 22.4336 | 3.6389 | 2.6546 | 5.1433 | 22.8348 | 3.7406 | 2.7287 | 5.8407 | 23.8908 | 4.8843 | 3.5631 | 4.0244 | 24.5169 | 7.3974 | 5.3963 | 3.1868 | 25.0527 | 8.0359 | 5.8621 | 2.6718 | 21.0135 | 9.0543 | 6.605 | 9.1599 | 21.2931 | 8.8043 | 6.4226 | 8.0772 | 21.4813 | 7.791 | 5.6834 | 7.9102 | 21.7165 | 6.796 | 4.9576 | 7.4651 | 21.9732 | 5.8714 | 4.2831 | 7.2479 | 22.2248 | 4.8102 | 3.509 | 6.724 | 22.4152 | 3.8328 | 2.796 | 6.4194 | 22.6235 | 3.7259 | 2.718 | 6.2525 | 22.0755 | 3.5809 | 2.6122 | 5.7609 | 21.3881 | 3.4694 | 2.5309 | 5.4511 | 18.6494 | 3.0251 | 2.2068 | 3.6737 | 20.8568 | 3.3832 | 2.468 | 5.1071 | 22.5234 | 3.6535 | 2.6652 | -0.16648 | 26.7723 | 5.614 | 4.0954 | -3.6124 | 27.2259 | 5.9458 | 4.3374 | -6.2582 | 21.0135 | 9.0543 | 6.605 | 9.1599 | 21.2791 | 8.8012 | 6.4204 | 8.028 | 21.4539 | 8.5928 | 6.2683 | 7.8828 | 21.6878 | 8.584 | 6.2619 | 7.4624 | 21.9719 | 8.5035 | 6.2032 | 7.2609 | 22.2403 | 8.3055 | 6.0587 | 6.7585 | 22.4703 | 8.2098 | 5.989 | 6.4671 | 22.7388 | 8.1058 | 5.9131 | 6.2228 | 23.0818 | 7.8553 | 5.7303 | 5.1749 | 23.4152 | 7.6215 | 5.5598 | 4.289 | 24.7922 | 7.2203 | 5.2671 | 0.95128 | 23.7614 | 7.4133 | 5.4079 | 3.3613 | 26.1961 | 6.0534 | 4.4159 | -3.0451 | 26.8643 | 6.0999 | 4.4498 | -5.5892 | 27.0087 | 5.9441 | 4.3361 | -5.6183
HIGHER MILL | MOSS NOOK | SOUTH MANCHESTER | 385731 | 388090 | 31.0648 | 13.3272 | 9.722 | 14.9242 | 31.2397 | 13.0755 | 9.5384 | 13.5772 | 31.3416 | 12.9361 | 9.4367 | 13.2192 | 31.476 | 12.7859 | 9.3271 | 12.8096 | 31.6164 | 12.6459 | 9.225 | 12.4027 | 31.772 | 12.4723 | 9.0984 | 11.9105 | 31.9543 | 12.2973 | 8.9707 | 11.5754 | 32.1584 | 12.1549 | 8.8669 | 11.1848 | 32.385 | 11.9856 | 8.7433 | 10.803 | 32.5604 | 11.7638 | 8.5816 | 10.3964 | 33.2546 | 11.3186 | 8.2568 | 7.9384 | 32.7356 | 11.6291 | 8.4832 | 10.0483 | 34.0282 | 10.1823 | 7.4279 | 2.3987 | 34.4938 | 9.209 | 6.7178 | -2.0829 | 34.8 | 8.4608 | 6.172 | -5.3618 | 31.0488 | 13.3272 | 9.722 | 14.9242 | 31.2542 | 13.1694 | 9.6069 | 14.0146 | 31.3025 | 13.1335 | 9.5807 | 13.9176 | 31.3826 | 13.0669 | 9.5321 | 13.6529 | 31.4651 | 12.9986 | 9.4823 | 13.3689 | 31.5542 | 12.9144 | 9.4209 | 13.015 | 31.6737 | 12.8379 | 9.365 | 12.7271 | 31.8324 | 12.7238 | 9.2818 | 12.246 | 32.0172 | 12.5767 | 9.1746 | 11.738 | 32.1074 | 12.4916 | 9.1125 | 11.3961 | 32.5172 | 12.2309 | 8.9223 | 10.1906 | 32.2018 | 12.4211 | 9.061 | 11.0887 | 32.9893 | 11.9141 | 8.6912 | 8.9342 | 33.3058 | 11.6839 | 8.5232 | 8.1846 | 33.5232 | 11.416 | 8.3278 | 7.6965 | 31.0648 | 13.3272 | 9.722 | 14.9242 | 31.2448 | 13.1604 | 9.6003 | 14.0363 | 31.3473 | 13.0439 | 9.5153 | 13.7641 | 31.482 | 12.8937 | 9.4058 | 13.3906 | 31.6234 | 12.7654 | 9.3122 | 13.045 | 31.7793 | 12.6125 | 9.2006 | 12.6577 | 31.953 | 12.467 | 9.0945 | 12.4398 | 32.1496 | 12.3297 | 8.9943 | 12.1407 | 32.3697 | 12.1723 | 8.8795 | 11.8055 | 32.5377 | 11.9479 | 8.7159 | 11.3993 | 33.1971 | 11.6576 | 8.5041 | 9.7856 | 32.7047 | 11.7937 | 8.6033 | 10.9897 | 33.8571 | 11.2561 | 8.2112 | 8.2358 | 34.2104 | 10.933 | 7.9755 | 7.3738 | 34.415 | 10.7071 | 7.8107 | 6.9695 | 31.0692 | 13.3272 | 9.722 | 14.9242 | 31.2483 | 13.026 | 9.5023 | 13.3852 | 31.3606 | 12.8781 | 9.3944 | 13.0415 | 31.5178 | 12.7135 | 9.2743 | 12.661 | 31.6987 | 12.537 | 9.1456 | 12.2901 | 31.9049 | 12.3255 | 8.9913 | 11.8645 | 32.1348 | 12.1354 | 8.8526 | 11.6298 | 32.3892 | 11.8823 | 8.668 | 11.3592 | 32.6989 | 11.7547 | 8.5749 | 10.9944 | 32.9472 | 11.6949 | 8.5312 | 10.5175 | 33.9219 | 10.9694 | 8.002 | 7.9635 | 33.1936 | 11.5883 | 8.4535 | 10.1195 | 35.0665 | 9.6603 | 7.047 | 2.6085 | 35.802 | 8.6555 | 6.3141 | -1.5299 | 36.1417 | 7.9321 | 5.7864 | -4.473 | 31.0692 | 13.3272 | 9.722 | 14.9242 | 31.23 | 13.023 | 9.5001 | 13.3274 | 31.3207 | 12.8885 | 9.402 | 13.0257 | 31.4586 | 12.7201 | 9.2792 | 12.6844 | 31.6308 | 12.5265 | 9.1379 | 12.3525 | 31.8386 | 12.2773 | 8.9562 | 11.9761 | 32.0816 | 12.0388 | 8.7821 | 11.7793 | 32.3616 | 12.0379 | 8.7815 | 11.3818 | 32.7396 | 11.8299 | 8.6297 | 10.2132 | 33.0573 | 11.535 | 8.4146 | 8.9545 | 34.0602 | 10.4161 | 7.5984 | 4.3219 | 33.3288 | 11.2424 | 8.2012 | 7.7704 | 35.1152 | 9.0419 | 6.596 | -0.71379 | 35.722 | 8.3499 | 6.0911 | -3.8078 | 35.8879 | 8.1223 | 5.9251 | -3.5877
HIGHER WALTON | LEYLAND | PENWORTHAM WEST / STANAH | 358020 | 427270 | 20.2943 | 7.2053 | 5.1786 | 12.2412 | 20.3703 | 7.0794 | 5.0881 | 11.7267 | 20.5403 | 6.6047 | 4.7469 | 10.2008 | 20.7641 | 6.0816 | 4.371 | 8.7338 | 20.9474 | 5.3869 | 3.8717 | 5.854 | 21.137 | 4.6845 | 3.3668 | 2.9253 | 21.3497 | 4.3668 | 3.1385 | 2.4848 | 21.5965 | 4.203 | 3.0208 | 2.0106 | 21.9091 | 4.0946 | 2.9429 | 1.5828 | 22.1915 | 3.9556 | 2.843 | 1.0987 | 17.9644 | 2.9577 | 2.1258 | -2.79 | 22.4873 | 3.7839 | 2.7195 | 0.63399 | 10.4737 | 1.7244 | 1.2394 | -6.9826 | 15.4701 | 2.547 | 1.8306 | -10.3513 | 20.6859 | 3.4058 | 2.4478 | -12.9483 | 20.283 | 7.2053 | 5.1786 | 12.2412 | 20.3641 | 7.1254 | 5.1212 | 11.9026 | 20.3352 | 7.0058 | 5.0352 | 11.4012 | 20.3813 | 6.8705 | 4.938 | 10.8169 | 20.3941 | 6.6085 | 4.7497 | 9.4893 | 20.3687 | 6.341 | 4.5574 | 8.2006 | 20.3907 | 6.2477 | 4.4904 | 7.9504 | 20.4618 | 6.1302 | 4.4059 | 7.5083 | 20.5753 | 6.0082 | 4.3182 | 7.0083 | 20.6723 | 5.8854 | 4.23 | 6.6822 | 21.2255 | 5.5956 | 4.0217 | 5.4617 | 20.782 | 5.8404 | 4.1976 | 6.3699 | 22.0775 | 5.2269 | 3.7567 | 4.2815 | 22.8929 | 6.0737 | 4.3653 | 3.5019 | 23.4783 | 6.9346 | 4.984 | 3.0738 | 20.2943 | 7.2053 | 5.1786 | 12.2412 | 20.3744 | 7.0972 | 5.1009 | 11.7696 | 20.5456 | 6.6606 | 4.7871 | 10.2618 | 20.7693 | 6.1872 | 4.4469 | 8.8177 | 20.9617 | 5.4853 | 3.9424 | 5.9648 | 21.156 | 4.7598 | 3.4209 | 3.0809 | 21.3703 | 4.4533 | 3.2007 | 2.6951 | 21.6064 | 4.2862 | 3.0806 | 2.2797 | 21.9186 | 4.1768 | 3.0019 | 1.8542 | 22.1911 | 4.0333 | 2.8988 | 1.3659 | 19.0324 | 3.1335 | 2.2521 | -2.0617 | 22.4681 | 3.8747 | 2.7848 | 0.89448 | 14.8053 | 2.4376 | 1.7519 | -3.6208 | 22.8076 | 3.7551 | 2.6989 | -4.6467 | 27.3382 | 5.0761 | 3.6483 | -5.0265 | 20.2991 | 7.2053 | 5.1786 | 12.2412 | 20.3794 | 7.0277 | 5.0509 | 11.6019 | 20.5628 | 6.5548 | 4.711 | 10.0758 | 20.8394 | 6.0544 | 4.3514 | 8.621 | 21.106 | 5.2177 | 3.7501 | 5.7389 | 21.4398 | 4.4665 | 3.2101 | 2.8095 | 21.8222 | 4.1564 | 2.9873 | 2.4094 | 22.2275 | 3.9231 | 2.8196 | 1.996 | 22.6326 | 3.7263 | 2.6782 | 1.6556 | 21.226 | 3.4947 | 2.5117 | 1.2248 | 14.587 | 2.4016 | 1.7261 | -3.3859 | 19.7835 | 3.2572 | 2.341 | 0.69095 | 4.0753 | 0.67097 | 0.48224 | -10.9492 | 7.4531 | 1.2271 | 0.88193 | -14.2838 | 13.245 | 2.1807 | 1.5673 | -15.9686 | 20.2991 | 7.2053 | 5.1786 | 12.2412 | 20.3729 | 7.0186 | 5.0444 | 11.5519 | 20.5492 | 6.5754 | 4.7259 | 10.0402 | 20.8378 | 6.0941 | 4.38 | 8.6013 | 21.1917 | 5.347 | 3.843 | 5.7226 | 21.5786 | 4.6277 | 3.326 | 2.8046 | 22.0362 | 4.3193 | 3.1044 | 2.4074 | 22.5989 | 4.0982 | 2.9454 | 1.9417 | 21.0286 | 3.4622 | 2.4883 | -1.1098 | 15.6518 | 2.5769 | 1.8521 | -5.5199 | 7.4311 | 1.2235 | 0.87934 | -9.2536 | 14.1222 | 2.3251 | 1.6711 | -6.2964 | 2.7526 | 0.45319 | 0.32572 | -13.7257 | 15.6595 | 2.5782 | 1.853 | -15.9669 | 15.0533 | 2.4784 | 1.7813 | -15.4123
HILL TOP T11 & T12 | KEARSLEY LOCAL | KEARSLEY | 373466 | 403748 | 21.2525 | 3.4991 | 2.5148 | 11.0431 | 18.4114 | 3.0313 | 2.1787 | 9.1099 | 16.8615 | 2.7761 | 1.9952 | 8.4657 | 15.215 | 2.505 | 1.8004 | 7.9206 | 14.0632 | 2.3154 | 1.6641 | 7.3377 | 12.9578 | 2.1334 | 1.5333 | 6.7549 | 11.9825 | 1.9728 | 1.4179 | 6.1656 | 10.9887 | 1.8092 | 1.3003 | 5.6429 | 9.9901 | 1.6448 | 1.1821 | 5.1217 | 8.8148 | 1.4513 | 1.0431 | 4.5261 | 2.7449 | 0.45193 | 0.32481 | 1.2144 | 7.817 | 1.287 | 0.925 | 4.0234 | 2.6844 | 0.44197 | 0.31765 | -6.1509 | 2.6844 | 0.44197 | 0.31765 | -11.9082 | 2.6844 | 0.44197 | 0.31765 | -16.2008 | 21.2525 | 3.4991 | 2.5148 | 11.0431 | 19.5028 | 3.211 | 2.3078 | 9.7945 | 18.712 | 3.0808 | 2.2142 | 9.5443 | 17.7584 | 2.9238 | 2.1014 | 9.2007 | 16.7616 | 2.7597 | 1.9834 | 8.7905 | 15.7701 | 2.5964 | 1.8661 | 8.3954 | 15.0022 | 2.47 | 1.7752 | 7.8729 | 14.1479 | 2.3293 | 1.6741 | 7.2126 | 13.1854 | 2.1709 | 1.5602 | 6.5078 | 12.5316 | 2.0632 | 1.4829 | 5.9881 | 10.1613 | 1.673 | 1.2024 | 4.1923 | 11.9825 | 1.9728 | 1.4179 | 5.5323 | 7.3898 | 1.2167 | 0.87445 | 2.3956 | 4.9895 | 0.82149 | 0.59042 | 1.359 | 3.2496 | 0.53502 | 0.38453 | 0.61923 | 21.2525 | 3.4991 | 2.5148 | 11.0431 | 19.4913 | 3.2091 | 2.3064 | 9.8087 | 18.4024 | 3.0298 | 2.1776 | 9.3061 | 17.1514 | 2.8238 | 2.0296 | 8.8045 | 15.7834 | 2.5986 | 1.8677 | 8.2957 | 14.4547 | 2.3799 | 1.7105 | 7.8393 | 13.5471 | 2.2304 | 1.6031 | 7.4001 | 12.7567 | 2.1003 | 1.5095 | 6.9879 | 11.8337 | 1.9483 | 1.4003 | 6.5197 | 10.7212 | 1.7652 | 1.2687 | 5.9449 | 6.3245 | 1.0413 | 0.74839 | 3.9383 | 9.6854 | 1.5946 | 1.1461 | 5.4341 | 1.9071 | 0.31398 | 0.22567 | 1.9071 | 2.3653 | 0.38943 | 0.27989 | 0.85204 | 0.50226 | 0.082693 | 0.059433 | 0.17771 | 21.2525 | 3.4991 | 2.5148 | 11.0431 | 18.1837 | 2.9938 | 2.1517 | 8.8178 | 16.8381 | 2.7723 | 1.9925 | 8.1908 | 15.3215 | 2.5226 | 1.813 | 7.6887 | 13.5476 | 2.2305 | 1.6031 | 7.1574 | 12.0362 | 1.9817 | 1.4243 | 6.6662 | 10.86 | 1.788 | 1.2851 | 6.2125 | 9.57 | 1.5756 | 1.1324 | 5.8577 | 8.2386 | 1.3564 | 0.97489 | 5.4696 | 6.6372 | 1.0928 | 0.78539 | 4.9419 | 2.6844 | 0.44197 | 0.31765 | 1.7567 | 4.9337 | 0.81229 | 0.58381 | 4.5044 | 2.6844 | 0.44197 | 0.31765 | -5.4684 | 2.6844 | 0.44197 | 0.31765 | -11.0353 | 2.6844 | 0.44197 | 0.31765 | -14.9124 | 21.2525 | 3.4991 | 2.5148 | 11.0431 | 18.1337 | 2.9856 | 2.1458 | 8.7127 | 16.8814 | 2.7794 | 1.9976 | 8.1271 | 15.2859 | 2.5167 | 1.8088 | 7.6692 | 13.6724 | 2.2511 | 1.6179 | 7.1747 | 12.1336 | 1.9977 | 1.4358 | 6.7364 | 10.797 | 1.7777 | 1.2776 | 6.3216 | 9.2024 | 1.5151 | 1.0889 | 5.7963 | 6.2945 | 1.0363 | 0.74484 | 4.3188 | 3.8363 | 0.63163 | 0.45396 | 2.653 | 2.6844 | 0.44197 | 0.31765 | -3.629 | 1.4678 | 0.24166 | 0.17368 | 1.0618 | 2.6844 | 0.44197 | 0.31765 | -10.3463 | 2.6844 | 0.44197 | 0.31765 | -14.2128 | 2.6844 | 0.44197 | 0.31765 | -13.8761
HILL TOP T13 | KEARSLEY LOCAL | KEARSLEY | 373476 | 403758 | 6.2262 | 6.2262 | 6.2262 | 3.5384 | 6.3265 | 6.3265 | 6.3265 | 2.171 | 6.4033 | 6.4033 | 6.4033 | 1.8485 | 6.5006 | 6.5006 | 6.5006 | 1.6397 | 6.5948 | 6.5948 | 6.5948 | 1.4144 | 6.6905 | 6.6905 | 6.6905 | 1.2311 | 6.7974 | 6.7974 | 6.7974 | 1.0769 | 6.9026 | 6.9026 | 6.9026 | 0.8788 | 7.0124 | 7.0124 | 7.0124 | 0.73646 | 7.0939 | 7.0939 | 7.0939 | 0.55616 | 7.4195 | 7.4195 | 7.4195 | -0.73719 | 7.1758 | 7.1758 | 7.1758 | 0.36935 | 7.8228 | 7.8228 | 7.8228 | -4.092 | 8.113 | 8.113 | 8.113 | -6.8655 | 8.3927 | 8.3927 | 8.3927 | -8.9379 | 6.2144 | 6.2144 | 6.2144 | 3.5384 | 6.3094 | 6.3094 | 6.3094 | 3.0712 | 6.3295 | 6.3295 | 6.3295 | 3.0216 | 6.3672 | 6.3672 | 6.3672 | 2.9322 | 6.406 | 6.406 | 6.406 | 2.8235 | 6.4467 | 6.4467 | 6.4467 | 2.7616 | 6.5009 | 6.5009 | 6.5009 | 2.6623 | 6.5699 | 6.5699 | 6.5699 | 2.4465 | 6.6467 | 6.6467 | 6.6467 | 2.2468 | 6.7035 | 6.7035 | 6.7035 | 2.1057 | 6.9321 | 6.9321 | 6.9321 | 1.5232 | 6.7616 | 6.7616 | 6.7616 | 1.9561 | 7.1268 | 7.1268 | 7.1268 | 0.91011 | 7.3212 | 7.3212 | 7.3212 | 0.55624 | 7.494 | 7.494 | 7.494 | 0.29662 | 6.2262 | 6.2262 | 6.2262 | 3.5384 | 6.3269 | 6.3269 | 6.3269 | 2.9173 | 6.4039 | 6.4039 | 6.4039 | 2.7 | 6.5015 | 6.5015 | 6.5015 | 2.4987 | 6.5975 | 6.5975 | 6.5975 | 2.291 | 6.6942 | 6.6942 | 6.6942 | 2.1363 | 6.8019 | 6.8019 | 6.8019 | 2.0135 | 6.9052 | 6.9052 | 6.9052 | 1.8416 | 7.0153 | 7.0153 | 7.0153 | 1.6965 | 7.0951 | 7.0951 | 7.0951 | 1.5084 | 7.3972 | 7.3972 | 7.3972 | 0.791 | 7.1734 | 7.1734 | 7.1734 | 1.3111 | 7.7064 | 7.7064 | 7.7064 | 0.10846 | 7.9494 | 7.9494 | 7.9494 | -0.33848 | 8.1362 | 8.1362 | 8.1362 | -0.59184 | 6.2312 | 6.2312 | 6.2312 | 3.5384 | 6.3378 | 6.3378 | 6.3378 | 1.7408 | 6.4322 | 6.4322 | 6.4322 | 1.3909 | 6.557 | 6.557 | 6.557 | 1.2046 | 6.6846 | 6.6846 | 6.6846 | 1.0022 | 6.8007 | 6.8007 | 6.8007 | 0.85498 | 6.9248 | 6.9248 | 6.9248 | 0.75465 | 7.0599 | 7.0599 | 7.0599 | 0.61891 | 7.2267 | 7.2267 | 7.2267 | 0.5252 | 7.3592 | 7.3592 | 7.3592 | 0.36842 | 7.9363 | 7.9363 | 7.9363 | -0.8814 | 7.4928 | 7.4928 | 7.4928 | 0.20399 | 8.6021 | 8.6021 | 8.6021 | -4.1728 | 8.9992 | 8.9992 | 8.9992 | -6.8465 | 9.2108 | 9.2108 | 9.2108 | -8.7267 | 6.2312 | 6.2312 | 6.2312 | 3.5384 | 6.3332 | 6.3332 | 6.3332 | 1.5334 | 6.4246 | 6.4246 | 6.4246 | 1.1744 | 6.5505 | 6.5505 | 6.5505 | 1.0015 | 6.6741 | 6.6741 | 6.6741 | 0.80794 | 6.7872 | 6.7872 | 6.7872 | 0.67569 | 6.9196 | 6.9196 | 6.9196 | 0.58611 | 7.0736 | 7.0736 | 7.0736 | 0.37497 | 7.2854 | 7.2854 | 7.2854 | -0.12119 | 7.4664 | 7.4664 | 7.4664 | -0.85588 | 8.1616 | 8.1616 | 8.1616 | -3.6712 | 7.6458 | 7.6458 | 7.6458 | -1.5647 | 8.7699 | 8.7699 | 8.7699 | -6.7503 | 9.0581 | 9.0581 | 9.0581 | -8.6091 | 9.1113 | 9.1113 | 9.1113 | -8.4846
HINDLEY GREEN | ATHERTON | KEARSLEY | 363389 | 403254 | 2.6844 | 0.44197 | 0.31765 | 2.6844 | 2.6844 | 0.44197 | 0.31765 | 2.6844 | 2.6844 | 0.44197 | 0.31765 | 2.6844 | 2.6844 | 0.44197 | 0.31765 | 2.6844 | 2.6844 | 0.44197 | 0.31765 | 2.6844 | 2.6844 | 0.44197 | 0.31765 | 2.6844 | 2.6844 | 0.44197 | 0.31765 | 2.6844 | 2.6844 | 0.44197 | 0.31765 | 2.6844 | 2.6844 | 0.44197 | 0.31765 | 2.6844 | 2.6844 | 0.44197 | 0.31765 | 2.6844 | 2.6844 | 0.44197 | 0.31765 | 2.6844 | 2.6844 | 0.44197 | 0.31765 | 2.6844 | 2.6844 | 0.44197 | 0.31765 | -3.9547 | 0.19752 | 0.074973 | 0.06126 | -12.7226 | 1.6795 | 0.44197 | 0.31765 | -18.7289 | 2.6844 | 0.44197 | 0.31765 | 2.6844 | 2.6844 | 0.44197 | 0.31765 | 2.6844 | 2.6844 | 0.44197 | 0.31765 | 2.6844 | 2.6844 | 0.44197 | 0.31765 | 2.6844 | 2.6844 | 0.44197 | 0.31765 | 2.6844 | 2.6844 | 0.44197 | 0.31765 | 2.6844 | 2.6844 | 0.44197 | 0.31765 | 2.6844 | 2.6844 | 0.44197 | 0.31765 | 2.6844 | 2.6844 | 0.44197 | 0.31765 | 2.6844 | 2.6844 | 0.44197 | 0.31765 | 2.6844 | 2.6844 | 0.44197 | 0.31765 | 2.6844 | 2.6844 | 0.44197 | 0.31765 | 2.6844 | 2.6844 | 0.44197 | 0.31765 | 2.6844 | 2.6844 | 0.44197 | 0.31765 | 2.6844 | 2.6844 | 0.44197 | 0.31765 | 2.6844 | 2.6844 | 0.44197 | 0.31765 | 2.6844 | 2.6844 | 0.44197 | 0.31765 | 2.6844 | 2.6844 | 0.44197 | 0.31765 | 2.6844 | 2.6844 | 0.44197 | 0.31765 | 2.6844 | 2.6844 | 0.44197 | 0.31765 | 2.6844 | 2.6844 | 0.44197 | 0.31765 | 2.6844 | 2.6844 | 0.44197 | 0.31765 | 2.6844 | 2.6844 | 0.44197 | 0.31765 | 2.6844 | 2.6844 | 0.44197 | 0.31765 | 2.6844 | 2.6844 | 0.44197 | 0.31765 | 2.6844 | 2.6844 | 0.44197 | 0.31765 | 2.6844 | 2.6844 | 0.44197 | 0.31765 | 2.6844 | 2.6844 | 0.44197 | 0.31765 | 2.6844 | 2.6844 | 0.44197 | 0.31765 | 2.6844 | 2.6844 | 0.44197 | 0.31765 | 2.6844 | 2.6844 | 0.44197 | 0.31765 | 2.6844 | 2.6844 | 0.44197 | 0.31765 | 2.6844 | 2.6844 | 0.44197 | 0.31765 | 2.6844 | 2.6844 | 0.44197 | 0.31765 | 2.6844 | 2.6844 | 0.44197 | 0.31765 | 2.6844 | 2.6844 | 0.44197 | 0.31765 | 2.6844 | 2.6844 | 0.44197 | 0.31765 | 2.6844 | 2.6844 | 0.44197 | 0.31765 | 2.6844 | 2.6844 | 0.44197 | 0.31765 | 2.6844 | 2.6844 | 0.44197 | 0.31765 | 2.6844 | 2.6844 | 0.44197 | 0.31765 | 2.6844 | 2.6844 | 0.44197 | 0.31765 | 2.6844 | 2.3988 | 0.44197 | 0.31765 | -2.8729 | 1.6795 | 0.44197 | 0.31765 | -11.2354 | 1.6795 | 0.44197 | 0.31765 | -16.8155 | 2.6844 | 0.44197 | 0.31765 | 2.6844 | 2.6844 | 0.44197 | 0.31765 | 2.6844 | 2.6844 | 0.44197 | 0.31765 | 2.6844 | 2.6844 | 0.44197 | 0.31765 | 2.6844 | 2.6844 | 0.44197 | 0.31765 | 2.6844 | 2.6844 | 0.44197 | 0.31765 | 2.6844 | 2.6844 | 0.44197 | 0.31765 | 2.6844 | 2.6844 | 0.44197 | 0.31765 | 2.6844 | 2.6844 | 0.44197 | 0.31765 | 2.6844 | 2.6844 | 0.44197 | 0.31765 | 2.6844 | 2.6844 | 0.44197 | 0.31765 | -1.3273 | 2.6844 | 0.44197 | 0.31765 | 2.6844 | 0.10717 | 0.040679 | 0.033238 | -10.5655 | 1.6795 | 0.44197 | 0.31765 | -16.3821 | 1.6795 | 0.44197 | 0.31765 | -15.3975
HOLLINWOOD | CHADDERTON | WHITEGATE | 390287 | 402592 | 26.2653 | 12.3796 | 9.0307 | 18.7839 | 26.3363 | 12.2445 | 8.9322 | 18.4837 | 26.4037 | 10.3568 | 7.5552 | 18.217 | 26.4924 | 8.4961 | 6.1978 | 18.0162 | 26.5753 | 6.6428 | 4.8458 | 17.7549 | 26.6599 | 6.5136 | 4.7516 | 17.574 | 26.753 | 6.3708 | 4.6474 | 17.326 | 26.8559 | 6.2732 | 4.5762 | 17.0675 | 26.971 | 6.1806 | 4.5086 | 16.8286 | 27.0588 | 6.092 | 4.444 | 16.6437 | 27.3888 | 5.8041 | 4.234 | 15.353 | 27.1443 | 6.0539 | 4.4163 | 16.4485 | 27.7572 | 7.0827 | 5.1667 | 12.4753 | 28.0053 | 9.5142 | 6.9405 | 10.157 | 28.2111 | 9.811 | 7.157 | 8.4326 | 26.2607 | 12.3796 | 9.0307 | 18.7839 | 26.3415 | 12.2854 | 8.9621 | 18.4561 | 26.3459 | 11.2065 | 8.175 | 18.3765 | 26.3792 | 10.1316 | 7.3908 | 18.3314 | 26.4034 | 9.0479 | 6.6003 | 18.2271 | 26.4181 | 7.9898 | 5.8285 | 18.2222 | 26.4538 | 6.9157 | 5.0449 | 18.0924 | 26.5118 | 6.8453 | 4.9936 | 17.86 | 26.5871 | 6.7849 | 4.9495 | 17.6121 | 26.6232 | 6.7528 | 4.9261 | 17.4889 | 26.775 | 6.7685 | 4.9375 | 16.9021 | 26.6591 | 6.7562 | 4.9286 | 17.342 | 26.9618 | 7.7904 | 5.683 | 16.3008 | 27.1279 | 9.5532 | 6.9689 | 15.9117 | 27.2605 | 9.7893 | 7.1412 | 15.6649 | 26.2653 | 12.3796 | 9.0307 | 18.7839 | 26.3366 | 12.2833 | 8.9605 | 18.5049 | 26.404 | 11.0988 | 8.0964 | 18.2639 | 26.4928 | 9.9261 | 7.241 | 18.0886 | 26.577 | 8.7514 | 6.384 | 17.8648 | 26.6621 | 7.6045 | 5.5474 | 17.7451 | 26.7558 | 6.452 | 4.7066 | 17.5701 | 26.8575 | 6.3674 | 4.6449 | 17.3663 | 26.9728 | 6.2793 | 4.5807 | 17.1588 | 27.0595 | 6.1935 | 4.5181 | 16.9844 | 27.375 | 5.9896 | 4.3693 | 16.1508 | 27.1428 | 6.157 | 4.4914 | 16.7867 | 27.6852 | 7.7487 | 5.6526 | 15.3394 | 27.9041 | 10.647 | 7.7668 | 14.8437 | 28.0524 | 11.2951 | 8.2396 | 14.5879 | 26.2673 | 12.3796 | 9.0307 | 18.7839 | 26.3372 | 12.2255 | 8.9183 | 18.5129 | 26.4086 | 11.043 | 8.0557 | 18.2766 | 26.5076 | 9.8544 | 7.1887 | 18.101 | 26.6102 | 8.6477 | 6.3083 | 17.8691 | 26.7233 | 7.477 | 5.4544 | 17.7296 | 26.8492 | 6.2942 | 4.5915 | 17.5424 | 26.9814 | 6.1742 | 4.504 | 17.3565 | 27.1432 | 6.0382 | 4.4048 | 17.1756 | 27.2673 | 5.8826 | 4.2913 | 17.027 | 27.8154 | 5.82 | 4.2456 | 15.7441 | 27.386 | 5.9297 | 4.3256 | 16.8349 | 28.4086 | 6.9779 | 5.0903 | 13.059 | 28.7392 | 9.3564 | 6.8254 | 10.947 | 28.9063 | 9.6823 | 7.0631 | 9.4169 | 26.2673 | 12.3796 | 9.0307 | 18.7839 | 26.3281 | 12.2302 | 8.9218 | 18.5403 | 26.391 | 12.1088 | 8.8332 | 18.3319 | 26.4841 | 11.9537 | 8.7201 | 18.1739 | 26.5853 | 11.7786 | 8.5923 | 17.9606 | 26.6956 | 11.6248 | 8.4801 | 17.8468 | 26.8218 | 11.4608 | 8.3605 | 17.6824 | 26.9693 | 11.296 | 8.2403 | 17.4486 | 27.2062 | 11.1163 | 8.1092 | 16.8362 | 27.3784 | 11.0295 | 8.0459 | 16.2343 | 27.9558 | 10.9609 | 7.9958 | 13.7847 | 27.5313 | 10.9019 | 7.9528 | 15.6105 | 28.4943 | 10.1326 | 7.3916 | 11.2404 | 28.7413 | 9.8203 | 7.1638 | 9.6742 | 28.781 | 9.7275 | 7.0961 | 9.7995
HOLME RD | RIBBLE | PENWORTHAM EAST / ROCHDALE | 352311 | 429141 | 30.8147 | 8.1933 | 5.8887 | 13.3618 | 31.0387 | 7.8274 | 5.6257 | 11.9986 | 31.1748 | 7.5907 | 5.4556 | 11.4395 | 31.3528 | 7.4934 | 5.3856 | 11.2338 | 31.5445 | 7.3013 | 5.2476 | 10.8229 | 31.7605 | 7.0936 | 5.0983 | 10.3848 | 32.0079 | 6.9314 | 4.9817 | 10.0219 | 32.2807 | 6.7644 | 4.8617 | 9.707 | 32.5319 | 6.5905 | 4.7367 | 9.317 | 32.7024 | 6.3628 | 4.5731 | 8.9385 | 33.286 | 5.8681 | 4.2175 | 6.2534 | 32.8628 | 6.2718 | 4.5076 | 8.6341 | 30.6291 | 5.0428 | 3.6244 | -0.5102 | 28.8769 | 4.7544 | 3.4171 | -6.2082 | 24.0678 | 3.9626 | 2.848 | -10.0255 | 30.7942 | 8.1933 | 5.8887 | 13.3618 | 31.0347 | 7.9683 | 5.7269 | 12.2665 | 31.0815 | 7.8892 | 5.6701 | 12.0066 | 31.1389 | 7.8437 | 5.6374 | 11.9655 | 31.1929 | 7.7605 | 5.5776 | 11.6995 | 31.2468 | 7.6715 | 5.5136 | 11.423 | 31.3364 | 7.5717 | 5.4419 | 11.1121 | 31.4549 | 7.4321 | 5.3416 | 10.6729 | 31.5932 | 7.2973 | 5.2447 | 10.1258 | 31.6647 | 7.2275 | 5.1946 | 9.8106 | 31.9346 | 6.9676 | 5.0078 | 8.7259 | 31.7331 | 7.1675 | 5.1514 | 9.5492 | 32.2158 | 7.0819 | 5.0899 | 7.7779 | 32.4009 | 7.5096 | 5.3973 | 7.2074 | 32.5177 | 7.3797 | 5.3039 | 7.072 | 30.8147 | 8.1933 | 5.8887 | 13.3618 | 31.0398 | 7.9367 | 5.7042 | 12.3077 | 31.1761 | 7.7641 | 5.5802 | 11.8303 | 31.3542 | 7.6258 | 5.4808 | 11.6533 | 31.5464 | 7.4618 | 5.363 | 11.3032 | 31.7625 | 7.277 | 5.2301 | 10.9783 | 32.0082 | 7.1296 | 5.1242 | 10.7438 | 32.2797 | 6.9926 | 5.0258 | 10.5202 | 32.53 | 6.8209 | 4.9023 | 10.1664 | 32.699 | 6.615 | 4.7543 | 9.7951 | 33.2736 | 6.3172 | 4.5403 | 8.5081 | 32.8577 | 6.3949 | 4.5961 | 9.4777 | 33.764 | 6.5724 | 4.7237 | 7.4045 | 34.0184 | 7.2331 | 5.1986 | 6.7511 | 34.1331 | 7.1231 | 5.1195 | 6.669 | 30.8216 | 8.1933 | 5.8887 | 13.3618 | 31.0494 | 7.7695 | 5.5841 | 11.8965 | 31.2045 | 7.5527 | 5.4283 | 11.3587 | 31.4241 | 7.3982 | 5.3172 | 11.1884 | 31.68 | 7.1207 | 5.1178 | 10.8247 | 31.9669 | 6.8832 | 4.9471 | 10.4806 | 32.2637 | 6.5765 | 4.7267 | 10.2533 | 32.5411 | 6.5444 | 4.7036 | 10.1047 | 32.8871 | 6.4644 | 4.6461 | 9.8562 | 33.1277 | 6.3243 | 4.5454 | 9.5689 | 33.4092 | 5.5006 | 3.9534 | 7.1804 | 33.3484 | 6.2068 | 4.461 | 9.3609 | 27.0153 | 4.4479 | 3.1968 | 0.74282 | 24.8314 | 4.0883 | 2.9383 | -4.7043 | 20.4168 | 3.3615 | 2.416 | -8.2852 | 30.8216 | 8.1933 | 5.8887 | 13.3618 | 31.0224 | 7.7674 | 5.5826 | 11.8968 | 31.1465 | 7.5707 | 5.4412 | 11.4198 | 31.3373 | 7.4118 | 5.327 | 11.2861 | 31.567 | 7.1801 | 5.1605 | 10.967 | 31.8289 | 6.9834 | 5.0191 | 10.6917 | 32.1134 | 6.7562 | 4.8558 | 10.5245 | 32.3846 | 6.671 | 4.7946 | 10.1951 | 32.7714 | 6.4932 | 4.6668 | 8.8001 | 33.0729 | 6.2562 | 4.4964 | 7.3293 | 34.0911 | 6.6991 | 4.8148 | 1.7091 | 33.3559 | 6.0982 | 4.3829 | 5.9251 | 30.4207 | 5.0085 | 3.5997 | -4.286 | 24.2954 | 4 | 2.8749 | -8.052 | 23.3306 | 3.8412 | 2.7608 | -7.2456
HOLT ST | BURY | KEARSLEY | 378620 | 416362 | 23.765 | 19.2965 | 13.8688 | 9.825 | 23.9633 | 19.1089 | 13.734 | 8.8745 | 24.1289 | 18.9947 | 13.6519 | 8.3611 | 24.3058 | 18.8831 | 13.5717 | 8.0091 | 24.5008 | 18.7318 | 13.4629 | 7.5141 | 24.7301 | 18.5779 | 13.3523 | 7.1097 | 24.9931 | 18.3836 | 13.2126 | 6.6899 | 25.2189 | 18.272 | 13.1324 | 6.3156 | 25.473 | 18.1226 | 13.0251 | 5.8592 | 25.6654 | 17.9734 | 12.9178 | 5.4609 | 26.4242 | 16.9683 | 12.1955 | 2.5936 | 25.8605 | 17.7584 | 12.7633 | 5.0547 | 27.3878 | 15.5055 | 11.1441 | -3.4394 | 28.0947 | 14.4574 | 10.3908 | -8.556 | 28.7968 | 13.9417 | 10.0202 | -12.178 | 23.7151 | 19.2965 | 13.8688 | 9.825 | 23.9015 | 19.1635 | 13.7732 | 9.0895 | 23.9592 | 19.1279 | 13.7476 | 8.8969 | 24.0429 | 19.0872 | 13.7183 | 8.7333 | 24.1379 | 19.0091 | 13.6622 | 8.3917 | 24.2414 | 18.9488 | 13.6188 | 8.1371 | 24.3519 | 18.8621 | 13.5566 | 7.7541 | 24.475 | 18.7462 | 13.4732 | 7.2476 | 24.6172 | 18.6152 | 13.3791 | 6.6533 | 24.7124 | 18.5357 | 13.3219 | 6.3106 | 25.1491 | 18.2169 | 13.0928 | 4.9777 | 24.8128 | 18.4599 | 13.2675 | 5.9858 | 25.6857 | 17.8784 | 12.8496 | 3.7398 | 26.2315 | 17.4036 | 12.5083 | 2.8733 | 26.7162 | 16.6033 | 11.9331 | 2.3808 | 23.765 | 19.2965 | 13.8688 | 9.825 | 23.9646 | 19.1553 | 13.7673 | 9.1051 | 24.1306 | 19.043 | 13.6865 | 8.6489 | 24.3082 | 18.9301 | 13.6054 | 8.3374 | 24.5089 | 18.7906 | 13.5052 | 7.9079 | 24.7412 | 18.669 | 13.4178 | 7.6083 | 25.0066 | 18.516 | 13.3078 | 7.3123 | 25.226 | 18.4044 | 13.2276 | 6.9876 | 25.4808 | 18.2466 | 13.1142 | 6.573 | 25.6685 | 18.1105 | 13.0163 | 6.1842 | 26.3649 | 17.31 | 12.4411 | 4.3905 | 25.8541 | 17.8906 | 12.8584 | 5.7458 | 27.0778 | 16.6098 | 11.9378 | 2.7855 | 27.659 | 16.5275 | 11.8786 | 1.7424 | 28.1136 | 16.5597 | 11.9018 | 1.2486 | 23.7858 | 19.2965 | 13.8688 | 9.825 | 23.9936 | 19.0787 | 13.7122 | 8.8159 | 24.1774 | 18.9524 | 13.6215 | 8.3456 | 24.408 | 18.8143 | 13.5222 | 8.0265 | 24.6885 | 18.5985 | 13.3671 | 7.576 | 25.0158 | 18.4311 | 13.2468 | 7.2573 | 25.298 | 18.2764 | 13.1356 | 6.9642 | 25.6079 | 17.9479 | 12.8995 | 6.6018 | 25.999 | 17.7691 | 12.771 | 6.1485 | 26.3094 | 17.5151 | 12.5884 | 5.6651 | 27.6733 | 16.0003 | 11.4997 | 2.5275 | 26.6258 | 17.2113 | 12.3701 | 5.18 | 29.3292 | 14.2886 | 10.2695 | -3.6059 | 30.3098 | 14.1635 | 10.1796 | -8.3152 | 30.7935 | 13.3635 | 9.6046 | -11.3002 | 23.7858 | 19.2965 | 13.8688 | 9.825 | 23.9773 | 19.0849 | 13.7167 | 8.8152 | 24.1412 | 18.95 | 13.6198 | 8.3909 | 24.3621 | 18.7867 | 13.5024 | 8.0998 | 24.6574 | 18.574 | 13.3495 | 7.6679 | 24.993 | 18.3889 | 13.2165 | 7.3817 | 25.2998 | 18.1748 | 13.0626 | 7.1099 | 25.6558 | 17.8227 | 12.8095 | 6.4984 | 26.1423 | 17.3133 | 12.4434 | 5.1221 | 26.5566 | 16.5739 | 11.912 | 3.6998 | 28.1649 | 15.5788 | 11.1968 | -1.9621 | 26.9691 | 16.2155 | 11.6544 | 2.2689 | 29.7497 | 14.6425 | 10.5238 | -7.6454 | 30.4749 | 13.7313 | 9.869 | -10.9005 | 30.5986 | 13.544 | 9.7344 | -10.4924
HURST | HARTSHEAD-HEYROD | STALYBRIDGE | 394658 | 400360 | 23.6046 | 6.5631 | 4.7877 | 10.676 | 23.8514 | 6.3044 | 4.599 | 9.9975 | 23.9475 | 6.0734 | 4.4304 | 9.657 | 24.0823 | 6.0079 | 4.3827 | 9.4491 | 24.2196 | 5.9083 | 4.31 | 9.0982 | 24.3494 | 5.7616 | 4.203 | 8.7536 | 24.4858 | 5.6384 | 4.1131 | 8.4295 | 24.6327 | 5.6494 | 4.1211 | 8.1385 | 24.8045 | 5.6109 | 4.0931 | 7.803 | 24.929 | 5.5613 | 4.0569 | 7.5014 | 25.354 | 5.1023 | 3.722 | 5.5072 | 25.0457 | 5.5106 | 4.0199 | 7.2536 | 24.7196 | 4.0098 | 2.9251 | 0.39798 | 21.3951 | 3.4705 | 2.5317 | -3.6489 | 18.8844 | 3.0632 | 2.2346 | -6.4911 | 23.5988 | 6.5631 | 4.7877 | 10.676 | 23.8489 | 6.3618 | 4.6408 | 9.9665 | 23.8574 | 6.2706 | 4.5743 | 9.8416 | 23.8983 | 6.1817 | 4.5094 | 9.8066 | 23.9334 | 6.0455 | 4.4101 | 9.6202 | 23.9653 | 5.9595 | 4.3474 | 9.4641 | 24.0271 | 5.9157 | 4.3154 | 9.2505 | 24.1097 | 5.8655 | 4.2788 | 8.9259 | 24.1958 | 5.7912 | 4.2246 | 8.5325 | 24.2359 | 5.7426 | 4.1891 | 8.3054 | 24.383 | 5.5108 | 4.0201 | 7.5422 | 24.2731 | 5.694 | 4.1537 | 8.1038 | 24.5433 | 5.3484 | 3.9016 | 6.8281 | 24.6583 | 5.6635 | 4.1315 | 6.481 | 24.7338 | 5.9312 | 4.3268 | 6.3463 | 23.6046 | 6.5631 | 4.7877 | 10.676 | 23.8515 | 6.3451 | 4.6286 | 10.0252 | 23.9476 | 6.1519 | 4.4877 | 9.7192 | 24.0825 | 6.0268 | 4.3964 | 9.5587 | 24.2203 | 5.9626 | 4.3497 | 9.2844 | 24.3503 | 5.821 | 4.2463 | 9.0649 | 24.4868 | 5.7114 | 4.1664 | 8.8868 | 24.6333 | 5.7438 | 4.19 | 8.7055 | 24.8052 | 5.7216 | 4.1738 | 8.4393 | 24.9293 | 5.6801 | 4.1436 | 8.1686 | 25.3489 | 5.4176 | 3.952 | 7.223 | 25.0451 | 5.6341 | 4.11 | 7.9233 | 25.7164 | 5.0925 | 3.7149 | 6.2284 | 25.9192 | 5.2028 | 3.7954 | 5.7604 | 26.0066 | 5.3289 | 3.8874 | 5.6945 | 23.6074 | 6.5631 | 4.7877 | 10.676 | 23.8563 | 6.31 | 4.603 | 10.0349 | 23.9653 | 6.0794 | 4.4348 | 9.7377 | 24.1309 | 6.0049 | 4.3805 | 9.5619 | 24.2907 | 5.8343 | 4.2561 | 9.2533 | 24.4625 | 5.7412 | 4.1881 | 8.985 | 24.6535 | 5.7241 | 4.1756 | 8.7703 | 24.8577 | 5.6812 | 4.1443 | 8.6131 | 25.1131 | 5.5846 | 4.0739 | 8.3931 | 25.2894 | 5.4646 | 3.9864 | 8.1599 | 25.9127 | 4.7994 | 3.5011 | 6.1495 | 25.448 | 5.3436 | 3.8981 | 7.8769 | 21.6759 | 3.516 | 2.5649 | 1.5125 | 17.4713 | 2.834 | 2.0674 | -2.251 | 14.9706 | 2.4284 | 1.7715 | -4.8967 | 23.6074 | 6.5631 | 4.7877 | 10.676 | 23.842 | 6.3726 | 4.6487 | 10.0784 | 23.9345 | 6.1827 | 4.5102 | 9.8248 | 24.085 | 6.0564 | 4.4181 | 9.6676 | 24.2275 | 5.9454 | 4.3371 | 9.384 | 24.3846 | 5.8424 | 4.2619 | 9.1584 | 24.5621 | 5.8925 | 4.2985 | 8.9821 | 24.7623 | 5.8625 | 4.2766 | 8.7111 | 25.0513 | 5.6322 | 4.1086 | 7.6292 | 25.2753 | 5.3919 | 3.9333 | 6.4995 | 26.0325 | 4.4539 | 3.2491 | 2.2647 | 25.4855 | 5.0717 | 3.6998 | 5.4068 | 19.9204 | 3.2313 | 2.3572 | -2.1932 | 19.5054 | 3.164 | 2.3081 | -4.7557 | 18.3206 | 2.9718 | 2.1679 | -4.0835
HUTTON END & SKELTON C | PENRITH & SHAP | HARKER / HUTTON | 345810 | 538827 | 20.2031 | 20.2031 | 19.401 | 20.2031 | 20.2427 | 20.2427 | 19.3511 | 20.2427 | 20.3219 | 20.3219 | 19.1684 | 20.3115 | 20.4211 | 20.4211 | 18.9739 | 20.0194 | 20.5053 | 20.5053 | 18.7841 | 19.7676 | 20.6066 | 20.6066 | 18.5864 | 19.4038 | 20.7287 | 20.7287 | 18.3946 | 19.0888 | 20.8858 | 20.8858 | 18.3366 | 18.8104 | 21.0681 | 21.0681 | 18.2702 | 18.4508 | 21.2416 | 21.2416 | 18.2046 | 18.1146 | 22.1162 | 22.1162 | 17.9025 | 16.4588 | 21.4456 | 21.4456 | 18.1434 | 17.7588 | 23.284 | 23.284 | 17.4611 | 13.9925 | 24.0159 | 23.6961 | 17.0309 | 11.7633 | 24.7484 | 22.949 | 16.4939 | 8.6907 | 20.195 | 20.195 | 19.401 | 20.195 | 20.238 | 20.238 | 19.3683 | 20.238 | 20.2448 | 20.2448 | 19.3541 | 20.2448 | 20.2755 | 20.2755 | 19.3305 | 20.2755 | 20.3024 | 20.3024 | 19.3113 | 20.3024 | 20.328 | 20.328 | 19.2859 | 20.328 | 20.3776 | 20.3776 | 19.2584 | 20.3583 | 20.4521 | 20.4521 | 19.2319 | 20.2103 | 20.5596 | 20.5596 | 19.1918 | 19.9463 | 20.6558 | 20.6558 | 19.1683 | 19.8046 | 21.2564 | 21.2564 | 19.0366 | 18.943 | 20.7755 | 20.7755 | 19.1432 | 19.6463 | 22.0883 | 22.0883 | 18.7967 | 17.4322 | 22.86 | 22.86 | 18.5363 | 15.8702 | 23.4257 | 23.4257 | 18.2806 | 14.3673 | 20.2031 | 20.2031 | 19.401 | 20.2031 | 20.247 | 20.247 | 19.3659 | 20.247 | 20.3278 | 20.3278 | 19.1955 | 20.3278 | 20.4279 | 20.4279 | 19.0165 | 20.3042 | 20.5249 | 20.5249 | 18.8451 | 20.1854 | 20.633 | 20.633 | 18.6681 | 20.0135 | 20.7584 | 20.7584 | 18.4974 | 19.8924 | 20.9012 | 20.9012 | 18.459 | 19.7674 | 21.0837 | 21.0837 | 18.394 | 19.4176 | 21.2439 | 21.2439 | 18.3289 | 19.0845 | 21.975 | 21.975 | 18.0601 | 17.6858 | 21.4219 | 21.4219 | 18.2685 | 18.7347 | 22.7602 | 22.7602 | 17.7524 | 16.2508 | 23.4655 | 23.4655 | 17.4269 | 14.8792 | 23.907 | 23.8254 | 17.1238 | 13.7721 | 20.2066 | 20.2066 | 19.401 | 20.2066 | 20.252 | 20.252 | 19.3447 | 20.252 | 20.3443 | 20.3443 | 19.1626 | 20.3285 | 20.4588 | 20.4588 | 18.9598 | 20.0549 | 20.5957 | 20.5957 | 18.7325 | 19.8116 | 20.8084 | 20.8084 | 18.5127 | 19.4346 | 21.0681 | 21.0681 | 18.2661 | 19.1079 | 21.3684 | 21.3684 | 18.1392 | 18.8247 | 21.7328 | 21.7328 | 17.9995 | 18.4361 | 21.9916 | 21.9916 | 17.8522 | 18.019 | 23.304 | 23.304 | 17.2851 | 15.4455 | 22.2734 | 22.2734 | 17.7001 | 17.5565 | 24.8289 | 22.7023 | 16.3166 | 10.3189 | 25.794 | 21.427 | 15.4 | 6.8282 | 26.242 | 20.5254 | 14.752 | 5.1375 | 20.2066 | 20.2066 | 19.401 | 20.2066 | 20.2581 | 20.2581 | 19.3486 | 20.2581 | 20.3535 | 20.3535 | 19.1734 | 20.32 | 20.4925 | 20.4925 | 18.9637 | 19.982 | 20.714 | 20.714 | 18.7537 | 19.6552 | 21.0144 | 21.0144 | 18.5308 | 19.2333 | 21.3943 | 21.3943 | 18.3077 | 18.8418 | 21.7824 | 21.7824 | 18.216 | 18.4707 | 22.1348 | 22.1348 | 18.0876 | 17.8057 | 22.5126 | 22.5126 | 17.9494 | 17.1138 | 23.9192 | 23.9192 | 17.2351 | 12.8647 | 22.8586 | 22.8586 | 17.8147 | 16.36 | 25.3746 | 22.7674 | 16.3634 | 8.0535 | 26.05 | 22.0563 | 15.8523 | 5.6226 | 26.1679 | 21.6005 | 15.5247 | 5.2069
HYDE | HYDE | STALYBRIDGE | 395215 | 395126 | 31.7034 | 10.6239 | 7.75 | 12.2728 | 31.8663 | 10.4202 | 7.6014 | 11.2836 | 32.003 | 10.2897 | 7.5062 | 10.8046 | 32.1859 | 10.1111 | 7.3759 | 10.3063 | 32.3659 | 9.8716 | 7.2012 | 9.6896 | 32.5585 | 9.7356 | 7.102 | 9.1329 | 32.7747 | 9.5905 | 6.9961 | 8.547 | 33.0149 | 9.4068 | 6.8621 | 8.0755 | 33.28 | 9.1751 | 6.6931 | 7.6725 | 33.4589 | 9.159 | 6.6813 | 7.2217 | 34.0956 | 8.6363 | 6.3001 | 4.8081 | 33.6298 | 9.1066 | 6.6431 | 6.9293 | 34.7377 | 7.6416 | 5.5745 | -1.2423 | 35.135 | 7.3279 | 5.3456 | -6.0574 | 35.4262 | 6.7824 | 4.9477 | -9.4045 | 31.6915 | 10.6239 | 7.75 | 12.2728 | 31.8694 | 10.4758 | 7.6419 | 11.4405 | 31.8833 | 10.4199 | 7.6012 | 11.2329 | 31.9459 | 10.3467 | 7.5478 | 11.0447 | 31.9983 | 10.2476 | 7.4755 | 10.6616 | 32.0442 | 10.1471 | 7.4021 | 10.3263 | 32.1331 | 10.0406 | 7.3245 | 9.8851 | 32.268 | 9.9027 | 7.2238 | 9.2876 | 32.4345 | 9.7627 | 7.1217 | 8.709 | 32.5044 | 9.6649 | 7.0504 | 8.3429 | 32.7767 | 9.3764 | 6.8399 | 7.3098 | 32.572 | 9.5855 | 6.9925 | 8.1028 | 33.0868 | 9.3168 | 6.7965 | 6.1805 | 33.343 | 9.5484 | 6.9655 | 5.5132 | 33.5423 | 9.7753 | 7.1309 | 5.0975 | 31.7034 | 10.6239 | 7.75 | 12.2728 | 31.8667 | 10.4777 | 7.6434 | 11.5237 | 32.0035 | 10.3639 | 7.5603 | 11.114 | 32.1865 | 10.2043 | 7.4439 | 10.6585 | 32.3681 | 9.9709 | 7.2736 | 10.1103 | 32.5615 | 9.83 | 7.1709 | 9.6585 | 32.7783 | 9.7074 | 7.0814 | 9.1916 | 33.0171 | 9.545 | 6.9629 | 8.814 | 33.2824 | 9.3079 | 6.79 | 8.4609 | 33.4599 | 9.2965 | 6.7817 | 8.0289 | 34.0775 | 8.9876 | 6.5563 | 6.754 | 33.6278 | 9.2491 | 6.7471 | 7.7269 | 34.6432 | 8.8496 | 6.4556 | 5.4023 | 35.0022 | 9.3295 | 6.8057 | 4.6159 | 35.2255 | 9.3698 | 6.8351 | 4.265 | 31.7084 | 10.6239 | 7.75 | 12.2728 | 31.8704 | 10.3984 | 7.5855 | 11.2291 | 32.0191 | 10.2629 | 7.4867 | 10.7873 | 32.226 | 10.0739 | 7.3488 | 10.3293 | 32.4528 | 9.8175 | 7.1617 | 9.7608 | 32.7016 | 9.6407 | 7.0327 | 9.2804 | 32.9785 | 9.3481 | 6.8193 | 8.8027 | 33.2765 | 9.3243 | 6.802 | 8.4634 | 33.6436 | 9.2299 | 6.733 | 8.1725 | 33.9012 | 9.089 | 6.6303 | 7.8092 | 34.8353 | 8.2785 | 6.039 | 5.6242 | 34.1433 | 8.9551 | 6.5326 | 7.5928 | 35.7007 | 7.1068 | 5.1843 | -0.14195 | 36.1844 | 6.7387 | 4.9158 | -4.6809 | 36.4218 | 6.2249 | 4.541 | -7.718 | 31.7084 | 10.6239 | 7.75 | 12.2728 | 31.8504 | 10.4177 | 7.5996 | 11.2458 | 31.9618 | 10.3088 | 7.5201 | 10.8689 | 32.1406 | 10.1213 | 7.3833 | 10.468 | 32.3452 | 9.8173 | 7.1616 | 9.9601 | 32.5716 | 9.7088 | 7.0824 | 9.5509 | 32.8296 | 9.4601 | 6.901 | 9.1372 | 33.1216 | 9.4574 | 6.899 | 8.6988 | 33.5236 | 9.2274 | 6.7313 | 7.4702 | 33.8418 | 8.9568 | 6.5339 | 6.122 | 34.8925 | 8.8604 | 6.4636 | 1.2059 | 34.1449 | 8.7237 | 6.3638 | 4.8945 | 35.7447 | 7.2447 | 5.2849 | -4.1386 | 36.0998 | 6.689 | 4.8796 | -7.2584 | 36.1118 | 6.5116 | 4.7501 | -6.6534
HYNDBURN RD | HUNCOAT | PADIHAM | 375688 | 428877 | 29.5891 | 14.7139 | 10.7336 | 16.9502 | 29.7274 | 14.5713 | 10.6296 | 16.8858 | 29.802 | 14.3796 | 10.4897 | 16.7365 | 29.8931 | 14.1442 | 10.318 | 16.5292 | 29.9757 | 13.9399 | 10.1689 | 16.3429 | 30.0588 | 13.8188 | 10.0806 | 16.1783 | 30.1457 | 13.6723 | 9.9738 | 16.0017 | 30.2383 | 13.553 | 9.8867 | 15.8348 | 30.3335 | 13.4402 | 9.8044 | 15.6662 | 30.3894 | 13.316 | 9.7139 | 15.536 | 30.6205 | 12.7903 | 9.3303 | 14.6829 | 30.4425 | 13.2089 | 9.6357 | 15.4277 | 30.9831 | 12.3561 | 9.0136 | 12.4643 | 31.2691 | 12.1788 | 8.8843 | 10.349 | 31.5734 | 11.9302 | 8.7029 | 8.9242 | 29.5893 | 14.7139 | 10.7336 | 16.9502 | 29.7573 | 14.6502 | 10.6871 | 16.8391 | 29.8057 | 14.5338 | 10.6022 | 16.9044 | 29.8802 | 14.3883 | 10.496 | 16.8926 | 29.9565 | 14.2291 | 10.38 | 16.9015 | 30.0383 | 14.1569 | 10.3272 | 16.9479 | 30.1493 | 14.0361 | 10.2391 | 16.9037 | 30.2708 | 14.0386 | 10.2409 | 16.7778 | 30.3458 | 13.9655 | 10.1876 | 16.4492 | 30.3764 | 13.9605 | 10.184 | 16.4309 | 30.4911 | 13.8755 | 10.122 | 16.3838 | 30.4092 | 13.9427 | 10.171 | 16.4128 | 30.654 | 13.9557 | 10.1805 | 16.3528 | 30.8231 | 14.0818 | 10.2725 | 16.3464 | 30.9717 | 13.9966 | 10.2103 | 16.356 | 29.5891 | 14.7139 | 10.7336 | 16.9502 | 29.728 | 14.6517 | 10.6882 | 16.9069 | 29.8028 | 14.4531 | 10.5433 | 16.769 | 29.8943 | 14.2579 | 10.401 | 16.5779 | 29.9796 | 14.1154 | 10.297 | 16.41 | 30.0641 | 13.9298 | 10.1616 | 16.2732 | 30.1523 | 13.7359 | 10.0201 | 16.1294 | 30.2421 | 13.6117 | 9.9295 | 15.9888 | 30.3378 | 13.5258 | 9.8669 | 15.8317 | 30.391 | 13.4094 | 9.782 | 15.706 | 30.5902 | 12.9835 | 9.4713 | 15.2836 | 30.4392 | 13.3049 | 9.7057 | 15.5971 | 30.8247 | 13.0038 | 9.4861 | 14.8774 | 31.0464 | 13.3057 | 9.7063 | 14.6634 | 31.2242 | 13.4364 | 9.8017 | 14.5929 | 29.5891 | 14.7139 | 10.7336 | 16.9502 | 29.7245 | 14.6027 | 10.6525 | 16.9075 | 29.7982 | 14.44 | 10.5338 | 16.7793 | 29.8949 | 14.2174 | 10.3714 | 16.5892 | 29.991 | 13.8663 | 10.1153 | 16.4164 | 30.0949 | 13.6521 | 9.959 | 16.2654 | 30.2052 | 13.3979 | 9.7736 | 16.1034 | 30.3176 | 13.2186 | 9.6428 | 15.9546 | 30.4475 | 13.0648 | 9.5306 | 15.7933 | 30.5452 | 12.9376 | 9.4378 | 15.6656 | 31.0121 | 12.4729 | 9.0988 | 14.8187 | 30.6443 | 12.8443 | 9.3697 | 15.5593 | 31.6515 | 12.0116 | 8.7623 | 12.7252 | 32.0517 | 11.9685 | 8.7308 | 10.7652 | 32.2135 | 11.6574 | 8.5039 | 9.5996 | 29.5891 | 14.7139 | 10.7336 | 16.9502 | 29.7073 | 14.6211 | 10.6659 | 16.9375 | 29.761 | 14.5629 | 10.6235 | 16.8422 | 29.8424 | 14.3883 | 10.496 | 16.6797 | 29.9347 | 14.1627 | 10.3315 | 16.5317 | 30.0356 | 13.9859 | 10.2025 | 16.4083 | 30.1492 | 13.8015 | 10.068 | 16.2713 | 30.2774 | 13.6002 | 9.9212 | 16.0876 | 30.4285 | 13.3118 | 9.7108 | 15.5698 | 30.5669 | 13.1045 | 9.5595 | 15.0598 | 31.1434 | 12.9859 | 9.473 | 13.1792 | 30.7097 | 12.9369 | 9.4373 | 14.5718 | 31.7474 | 11.9675 | 8.7301 | 10.7863 | 32.0129 | 11.4798 | 8.3744 | 9.5172 | 32.021 | 11.4419 | 8.3467 | 10.0328
INDIA ST | LOWER DARWEN | ROCHDALE | 369485 | 421865 | 29.6605 | 15.3949 | 11.2304 | 19.1031 | 29.7909 | 15.1798 | 11.0735 | 18.3208 | 29.8519 | 14.8708 | 10.848 | 17.969 | 29.9349 | 14.5334 | 10.6019 | 17.7799 | 30.0209 | 14.2508 | 10.3958 | 17.4764 | 30.1184 | 14.2376 | 10.3861 | 17.1541 | 30.2292 | 14.2732 | 10.4121 | 16.8644 | 30.3551 | 14.2743 | 10.4129 | 16.6239 | 30.4993 | 14.2315 | 10.3817 | 16.3152 | 31.0406 | 14.0999 | 10.2857 | 15.6039 | 33.2312 | 13.4196 | 9.7894 | 11.8398 | 31.1444 | 14.0528 | 10.2513 | 15.3798 | 33.9989 | 12.184 | 8.8881 | 6.8313 | 34.2503 | 11.8673 | 8.657 | 3.0607 | 34.4692 | 11.1347 | 8.1226 | 0.65353 | 29.649 | 15.3949 | 11.2304 | 19.1031 | 29.7821 | 15.2404 | 11.1177 | 18.3736 | 29.7995 | 15.0612 | 10.9869 | 18.2068 | 29.8369 | 14.8666 | 10.845 | 18.1359 | 29.8695 | 14.5668 | 10.6263 | 17.937 | 29.9039 | 14.4986 | 10.5765 | 17.727 | 29.9557 | 14.4561 | 10.5455 | 17.486 | 30.0267 | 14.3866 | 10.4948 | 17.1832 | 30.1112 | 14.2927 | 10.4263 | 16.7871 | 30.1532 | 14.2356 | 10.3847 | 16.5593 | 30.3324 | 13.8714 | 10.119 | 15.7108 | 30.1957 | 14.1683 | 10.3356 | 16.362 | 30.5501 | 14.3415 | 10.4619 | 14.945 | 30.7453 | 14.4276 | 10.5247 | 14.4372 | 30.9098 | 14.6158 | 10.662 | 14.1938 | 29.6605 | 15.3949 | 11.2304 | 19.1031 | 29.7912 | 15.2296 | 11.1098 | 18.3592 | 29.8524 | 15.0411 | 10.9723 | 18.0449 | 29.9355 | 14.879 | 10.854 | 17.8891 | 30.0232 | 14.6989 | 10.7227 | 17.6356 | 30.1215 | 14.5372 | 10.6047 | 17.3916 | 30.233 | 14.3929 | 10.4994 | 17.1933 | 30.3573 | 14.3797 | 10.4898 | 17.0203 | 30.5018 | 14.36 | 10.4754 | 16.7392 | 31.0416 | 14.2215 | 10.3744 | 16.0316 | 33.2139 | 13.6955 | 9.9907 | 13.1979 | 31.1424 | 14.1638 | 10.3323 | 15.7941 | 33.9086 | 13.39 | 9.7678 | 11.9331 | 34.1234 | 13.6338 | 9.9457 | 11.369 | 34.2701 | 13.3851 | 9.7642 | 11.2309 | 29.6638 | 15.3949 | 11.2304 | 19.1031 | 29.7971 | 15.1606 | 11.0595 | 18.2887 | 29.8688 | 14.9441 | 10.9015 | 17.9555 | 29.9718 | 14.7834 | 10.7843 | 17.7891 | 30.0913 | 14.6715 | 10.7026 | 17.5144 | 30.2327 | 14.513 | 10.587 | 17.2429 | 30.3927 | 14.3827 | 10.492 | 17.026 | 30.5645 | 14.3131 | 10.4412 | 16.875 | 30.7581 | 14.2161 | 10.3704 | 16.6422 | 31.3259 | 13.9926 | 10.2074 | 15.9827 | 33.689 | 12.9668 | 9.4591 | 12.3742 | 31.4612 | 13.9398 | 10.1689 | 15.8039 | 35.5259 | 11.6928 | 8.5298 | 6.7515 | 35.9582 | 10.9777 | 8.0081 | 3.1201 | 36.1869 | 10.3462 | 7.5474 | 0.91235 | 29.6638 | 15.3949 | 11.2304 | 19.1031 | 29.7859 | 15.1676 | 11.0645 | 18.2995 | 29.8464 | 15.0671 | 10.9913 | 17.9995 | 29.9409 | 15.0045 | 10.9456 | 17.8643 | 30.0585 | 14.9082 | 10.8753 | 17.6214 | 30.1975 | 14.7794 | 10.7814 | 17.3913 | 30.3484 | 14.6226 | 10.667 | 17.2114 | 30.9428 | 14.4356 | 10.5306 | 16.5085 | 33.0023 | 13.7964 | 10.0643 | 13.6561 | 33.1807 | 13.225 | 9.6475 | 12.632 | 35.0358 | 13.3239 | 9.7196 | 7.4834 | 34.1267 | 13.2845 | 9.6909 | 10.8818 | 35.6665 | 11.6975 | 8.5331 | 3.4407 | 35.9789 | 10.8708 | 7.9301 | 0.98671 | 36.0157 | 10.7211 | 7.8209 | 1.6527
INGLETON | KENDAL (PARKSIDE RD) | HARKER / HUTTON | 368913 | 472337 | 12.52 | 12.52 | 12.52 | 9.7826 | 12.5588 | 12.5588 | 12.5588 | 9.6421 | 12.5854 | 12.5854 | 12.5854 | 9.5134 | 12.617 | 12.617 | 12.617 | 9.4105 | 12.6513 | 12.6513 | 12.6513 | 9.2719 | 12.6898 | 12.6898 | 12.6898 | 9.1248 | 12.7349 | 12.7349 | 12.7349 | 8.9826 | 12.7851 | 12.7851 | 12.7851 | 8.8546 | 12.8458 | 12.8458 | 12.8458 | 8.7199 | 12.8922 | 12.8922 | 12.8922 | 8.5948 | 13.0651 | 13.0651 | 13.0651 | 8.004 | 12.9373 | 12.9373 | 12.9373 | 8.4877 | 13.2314 | 13.2314 | 13.2314 | 6.9951 | 13.3234 | 13.3234 | 13.3234 | 6.3156 | 13.3588 | 13.3588 | 13.3588 | 5.8156 | 12.5182 | 12.5182 | 12.5182 | 9.7826 | 12.5622 | 12.5622 | 12.5622 | 9.6565 | 12.5785 | 12.5785 | 12.5785 | 9.6044 | 12.6016 | 12.6016 | 12.6016 | 9.5606 | 12.6272 | 12.6272 | 12.6272 | 9.4798 | 12.6555 | 12.6555 | 12.6555 | 9.3958 | 12.69 | 12.69 | 12.69 | 9.294 | 12.7306 | 12.7306 | 12.7306 | 9.1632 | 12.7773 | 12.7773 | 12.7773 | 9.0145 | 12.8018 | 12.8018 | 12.8018 | 8.9265 | 12.8999 | 12.8999 | 12.8999 | 8.5887 | 12.8271 | 12.8271 | 12.8271 | 8.847 | 13.0079 | 13.0079 | 13.0079 | 8.2282 | 13.0744 | 13.0744 | 13.0744 | 8.006 | 13.1171 | 13.1171 | 13.1171 | 7.8743 | 12.52 | 12.52 | 12.52 | 9.7826 | 12.5596 | 12.5596 | 12.5596 | 9.6693 | 12.5863 | 12.5863 | 12.5863 | 9.5623 | 12.6178 | 12.6178 | 12.6178 | 9.4848 | 12.6522 | 12.6522 | 12.6522 | 9.3817 | 12.6906 | 12.6906 | 12.6906 | 9.2826 | 12.7343 | 12.7343 | 12.7343 | 9.1937 | 12.7834 | 12.7834 | 12.7834 | 9.1071 | 12.843 | 12.843 | 12.843 | 8.9888 | 12.8884 | 12.8884 | 12.8884 | 8.8674 | 13.0581 | 13.0581 | 13.0581 | 8.4249 | 12.9326 | 12.9326 | 12.9326 | 8.7549 | 13.21 | 13.21 | 13.21 | 8.0341 | 13.2836 | 13.2836 | 13.2836 | 7.8297 | 13.3087 | 13.3087 | 13.3087 | 7.788 | 12.5208 | 12.5208 | 12.5208 | 9.7826 | 12.5631 | 12.5631 | 12.5631 | 9.6454 | 12.5946 | 12.5946 | 12.5946 | 9.5251 | 12.6344 | 12.6344 | 12.6344 | 9.4286 | 12.6818 | 12.6818 | 12.6818 | 9.2984 | 12.7364 | 12.7364 | 12.7364 | 9.1679 | 12.7978 | 12.7978 | 12.7978 | 9.0515 | 12.8632 | 12.8632 | 12.8632 | 8.9551 | 12.9429 | 12.9429 | 12.9429 | 8.8475 | 13.0025 | 13.0025 | 13.0025 | 8.7384 | 13.2404 | 13.2404 | 13.2404 | 8.2061 | 13.0581 | 13.0581 | 13.0581 | 8.6483 | 13.5342 | 13.5342 | 13.5342 | 7.2559 | 13.7133 | 13.7133 | 13.7133 | 6.616 | 13.7966 | 13.7966 | 13.7966 | 6.1505 | 12.5208 | 12.5208 | 12.5208 | 9.7826 | 12.5592 | 12.5592 | 12.5592 | 9.6524 | 12.587 | 12.587 | 12.587 | 9.5376 | 12.6237 | 12.6237 | 12.6237 | 9.4445 | 12.668 | 12.668 | 12.668 | 9.3216 | 12.7195 | 12.7195 | 12.7195 | 9.2047 | 12.779 | 12.779 | 12.779 | 9.1028 | 12.8445 | 12.8445 | 12.8445 | 9.01 | 12.9421 | 12.9421 | 12.9421 | 8.7844 | 13.0238 | 13.0238 | 13.0238 | 8.54 | 13.3116 | 13.3116 | 13.3116 | 7.6264 | 13.1015 | 13.1015 | 13.1015 | 8.3075 | 13.5761 | 13.5761 | 13.5761 | 6.7796 | 13.7051 | 13.7051 | 13.7051 | 6.3224 | 13.7375 | 13.7375 | 13.7375 | 6.3752
IRLAM | CARRINGTON BSP | CARRINGTON | 371680 | 393360 | 29.1177 | 12.2933 | 8.9678 | 11.1857 | 29.5352 | 11.1704 | 8.1487 | 8.1474 | 29.6834 | 10.9509 | 7.9886 | 7.8606 | 29.8381 | 10.7151 | 7.8165 | 7.7177 | 29.9922 | 10.6089 | 7.7391 | 7.2756 | 30.161 | 10.5269 | 7.6793 | 6.9002 | 30.3401 | 10.4328 | 7.6106 | 6.6134 | 30.5304 | 10.3133 | 7.5234 | 5.9933 | 30.7263 | 10.22 | 7.4554 | 5.664 | 30.9223 | 10.1105 | 7.3755 | 5.3614 | 31.7249 | 9.5565 | 6.9713 | 3.044 | 31.12 | 10.0335 | 7.3193 | 5.1522 | 32.7906 | 8.5365 | 6.2272 | -3.4611 | 33.565 | 8.9099 | 6.4996 | -9.0342 | 34.3529 | 8.1216 | 5.9246 | -13.4359 | 29.1205 | 12.2933 | 8.9678 | 11.1857 | 29.5728 | 11.7328 | 8.5589 | 9.8502 | 29.6878 | 11.4431 | 8.3476 | 10.0333 | 29.8282 | 11.2909 | 8.2366 | 10.1058 | 29.9904 | 11.1561 | 8.1382 | 9.9087 | 30.177 | 11.0136 | 8.0343 | 9.8158 | 30.3026 | 10.972 | 8.0039 | 9.693 | 30.4174 | 10.8685 | 7.9284 | 9.1307 | 30.5818 | 10.7943 | 7.8743 | 8.7511 | 30.6999 | 10.7625 | 7.8511 | 8.5763 | 31.3845 | 10.6315 | 7.7555 | 7.8366 | 30.8422 | 10.7453 | 7.8386 | 8.4632 | 32.2942 | 10.5584 | 7.7022 | 6.699 | 32.9259 | 11.0363 | 8.0508 | 5.8077 | 33.4053 | 11.3998 | 8.316 | 5.0672 | 29.1177 | 12.2933 | 8.9678 | 11.1857 | 29.5366 | 11.6439 | 8.4941 | 9.4607 | 29.6854 | 11.3225 | 8.2596 | 9.3414 | 29.8408 | 11.2486 | 8.2057 | 9.2316 | 30.0015 | 11.0399 | 8.0535 | 8.8648 | 30.1737 | 10.8293 | 7.8999 | 8.6099 | 30.3556 | 10.7637 | 7.852 | 8.4566 | 30.5395 | 10.6607 | 7.7768 | 7.9784 | 30.7363 | 10.5795 | 7.7176 | 7.7084 | 30.9264 | 10.4771 | 7.6429 | 7.4341 | 31.6484 | 10.1348 | 7.3932 | 6.3002 | 31.1117 | 10.4118 | 7.5953 | 7.228 | 32.391 | 10.003 | 7.2971 | 4.9234 | 33.0033 | 11.2172 | 8.1828 | 3.7391 | 33.4722 | 11.135 | 8.1228 | 3.0543 | 29.1172 | 12.2933 | 8.9678 | 11.1857 | 29.5367 | 11.2207 | 8.1853 | 7.2916 | 29.6908 | 10.9478 | 7.9862 | 6.9613 | 29.8694 | 10.8387 | 7.9067 | 6.8729 | 30.0656 | 10.5907 | 7.7258 | 6.4668 | 30.2924 | 10.3395 | 7.5425 | 6.1239 | 30.5323 | 10.2216 | 7.4565 | 5.8905 | 30.7717 | 10.0544 | 7.3345 | 5.3272 | 31.0461 | 9.8825 | 7.2091 | 4.8296 | 31.3523 | 9.7433 | 7.1076 | 4.4942 | 32.7935 | 8.9614 | 6.5373 | 1.7834 | 31.6702 | 9.6237 | 7.0204 | 4.0917 | 34.7427 | 7.836 | 5.7163 | -4.8169 | 35.9868 | 8.1302 | 5.9308 | -10.3307 | 36.6192 | 7.3721 | 5.3778 | -14.2878 | 29.1172 | 12.2933 | 8.9678 | 11.1857 | 29.5047 | 11.1515 | 8.1348 | 6.8955 | 29.6204 | 10.9585 | 7.9941 | 6.575 | 29.7733 | 10.8214 | 7.8941 | 6.5109 | 29.9727 | 10.5509 | 7.6967 | 6.0911 | 30.2052 | 10.2718 | 7.4932 | 5.7504 | 30.4678 | 10.1958 | 7.4377 | 5.4973 | 30.7554 | 10.0121 | 7.3037 | 4.742 | 31.1638 | 9.7361 | 7.1024 | 3.3602 | 31.6199 | 9.4584 | 6.8998 | 1.983 | 33.4386 | 10.0919 | 7.3619 | -3.6487 | 32.0801 | 9.2452 | 6.7443 | 0.65494 | 35.3061 | 8.4873 | 6.1914 | -10.2226 | 36.1833 | 7.5787 | 5.5286 | -14.0061 | 36.2839 | 7.3855 | 5.3876 | -13.9273
JAMES ST | CARLISLE | HARKER / HUTTON | 340034 | 555418 | 31.7781 | 9.5695 | 6.8778 | 7.847 | 31.894 | 9.0964 | 6.5378 | 4.7046 | 32.0172 | 8.8296 | 6.346 | 3.6077 | 32.1922 | 8.6187 | 6.1944 | 3.2952 | 32.3622 | 8.3465 | 5.9988 | 2.6093 | 32.5425 | 8.0512 | 5.7866 | 2.1231 | 32.7455 | 8.0363 | 5.7759 | 2.2973 | 32.9538 | 7.8438 | 5.6375 | 1.6658 | 33.1479 | 7.6976 | 5.5324 | 1.3667 | 33.2729 | 7.538 | 5.4177 | 1.0631 | 33.8059 | 6.886 | 4.9491 | -0.62667 | 33.4022 | 7.4234 | 5.3353 | 0.93994 | 34.5354 | 5.7967 | 4.1662 | -5.8106 | 30.3795 | 5.0018 | 3.5949 | -10.0914 | 25.9077 | 4.2655 | 3.0657 | -12.8745 | 31.7723 | 9.5695 | 6.8778 | 7.847 | 31.9607 | 9.4851 | 6.8171 | 7.5533 | 32.0448 | 9.4278 | 6.776 | 7.4907 | 32.1935 | 9.333 | 6.7078 | 7.4977 | 32.347 | 9.188 | 6.6036 | 7.2159 | 32.5016 | 9.0839 | 6.5287 | 7.0963 | 32.6626 | 8.9935 | 6.4638 | 7.0676 | 32.8839 | 8.8809 | 6.3829 | 6.7847 | 33.1662 | 8.7411 | 6.2824 | 6.2809 | 33.2057 | 8.6709 | 6.2319 | 6.1228 | 33.4132 | 8.4333 | 6.0612 | 5.5895 | 33.2501 | 8.6058 | 6.1852 | 6.0555 | 33.6986 | 8.2475 | 5.9276 | 5.1292 | 34.0092 | 8.1947 | 5.8897 | 4.8469 | 34.2789 | 8.1868 | 5.884 | 4.8203 | 31.7781 | 9.5695 | 6.8778 | 7.847 | 31.895 | 9.4457 | 6.7888 | 7.4273 | 32.0187 | 9.2544 | 6.6513 | 6.8955 | 32.1943 | 9.0392 | 6.4966 | 6.5924 | 32.3692 | 8.7773 | 6.3084 | 5.9829 | 32.5521 | 8.4424 | 6.0677 | 5.5702 | 32.7573 | 8.4837 | 6.0974 | 5.7529 | 32.9603 | 8.3105 | 5.9729 | 5.1953 | 33.1552 | 8.1695 | 5.8716 | 4.9125 | 33.2758 | 8.0149 | 5.7604 | 4.62 | 33.7506 | 7.4825 | 5.3778 | 3.7779 | 33.3962 | 7.8937 | 5.6733 | 4.4756 | 34.2464 | 7.202 | 5.1762 | 2.9275 | 34.6549 | 7.11 | 5.1101 | 2.423 | 34.9619 | 6.876 | 4.9419 | 2.3315 | 31.7806 | 9.5695 | 6.8778 | 7.847 | 31.8943 | 8.9108 | 6.4044 | 4.6506 | 32.0238 | 8.5916 | 6.175 | 3.5737 | 32.2177 | 8.3731 | 6.0179 | 3.2883 | 32.4268 | 7.937 | 5.7045 | 2.6201 | 32.6696 | 7.8274 | 5.6257 | 2.1557 | 32.9223 | 7.6981 | 5.5328 | 2.3738 | 33.1612 | 7.4129 | 5.3278 | 1.7604 | 33.4462 | 7.1644 | 5.1492 | 1.4741 | 33.6623 | 7.0555 | 5.0709 | 1.1699 | 34.6781 | 6.3385 | 4.5556 | -0.46725 | 33.8904 | 6.9578 | 5.0007 | 1.0472 | 30.3725 | 5.0006 | 3.594 | -5.0619 | 24.7161 | 4.0693 | 2.9247 | -9.0595 | 20.7804 | 3.4213 | 2.459 | -11.3418 | 31.7806 | 9.5695 | 6.8778 | 7.847 | 31.8579 | 8.8472 | 6.3586 | 4.2395 | 31.9468 | 8.5298 | 6.1305 | 3.1291 | 32.1061 | 8.2903 | 5.9584 | 2.9028 | 32.3004 | 7.8347 | 5.6309 | 2.2811 | 32.5277 | 7.7315 | 5.5568 | 1.8698 | 32.7993 | 7.5774 | 5.446 | 2.1427 | 33.0762 | 7.2731 | 5.2273 | 1.4763 | 33.4179 | 6.88 | 4.9448 | 0.49347 | 33.7227 | 6.5904 | 4.7367 | -0.55819 | 33.8294 | 5.5698 | 4.0031 | -4.678 | 34.0316 | 6.3617 | 4.5723 | -1.4179 | 24.1613 | 3.978 | 2.859 | -9.3157 | 19.7597 | 3.2533 | 2.3382 | -12.0181 | 19.4161 | 3.1967 | 2.2975 | -11.0098
KAY ST | HUNCOAT | PADIHAM | 373863 | 427594 | 29.0666 | 14.9135 | 10.8792 | 18.1855 | 29.202 | 14.6875 | 10.7143 | 17.5911 | 29.291 | 14.5516 | 10.6152 | 17.288 | 29.406 | 14.3136 | 10.4416 | 16.9638 | 29.527 | 14.0263 | 10.232 | 16.6631 | 29.6453 | 13.8217 | 10.0828 | 16.3584 | 29.7822 | 13.7687 | 10.044 | 16.0325 | 29.9375 | 13.6798 | 9.9793 | 15.7488 | 30.114 | 13.5484 | 9.8833 | 15.4745 | 30.2427 | 13.474 | 9.8291 | 15.1729 | 30.7057 | 12.9385 | 9.4384 | 13.1402 | 30.3666 | 13.4815 | 9.8345 | 14.9085 | 31.1562 | 11.8444 | 8.6403 | 8.1292 | 31.3961 | 11.3495 | 8.2793 | 4.1873 | 31.5479 | 10.7373 | 7.8327 | 1.5906 | 29.0466 | 14.9135 | 10.8792 | 18.1855 | 29.1847 | 14.7646 | 10.7706 | 17.67 | 29.2156 | 14.7464 | 10.7573 | 17.588 | 29.2654 | 14.6205 | 10.6655 | 17.4204 | 29.3104 | 14.4964 | 10.5749 | 17.2576 | 29.3584 | 14.3796 | 10.4897 | 17.1051 | 29.4294 | 14.2542 | 10.3983 | 16.8487 | 29.5157 | 14.1573 | 10.3276 | 16.4993 | 29.6123 | 14.0273 | 10.2327 | 16.1084 | 29.6587 | 13.9401 | 10.1691 | 15.8578 | 29.8462 | 13.7028 | 9.996 | 15.0303 | 29.7044 | 13.8255 | 10.0855 | 15.6288 | 30.0569 | 13.7759 | 10.0494 | 14.3173 | 30.2143 | 14.1453 | 10.3188 | 14.0182 | 30.3274 | 14.1321 | 10.3092 | 13.9337 | 29.0666 | 14.9135 | 10.8792 | 18.1855 | 29.2034 | 14.7788 | 10.7809 | 17.7173 | 29.2922 | 14.6096 | 10.6575 | 17.4559 | 29.4073 | 14.4096 | 10.5116 | 17.1636 | 29.5289 | 14.1351 | 10.3113 | 16.9098 | 29.6476 | 13.9291 | 10.1611 | 16.6831 | 29.7838 | 13.8495 | 10.1031 | 16.4522 | 29.9374 | 13.7807 | 10.0528 | 16.2376 | 30.1132 | 13.6834 | 9.9818 | 15.995 | 30.2403 | 13.583 | 9.9086 | 15.7031 | 30.6901 | 13.2944 | 9.6981 | 14.6443 | 30.3619 | 13.5896 | 9.9134 | 15.432 | 31.0911 | 13.0549 | 9.5234 | 13.6695 | 31.3035 | 13.2993 | 9.7017 | 13.2551 | 31.41 | 13.2127 | 9.6385 | 13.1908 | 29.075 | 14.9135 | 10.8792 | 18.1855 | 29.2117 | 14.7145 | 10.734 | 17.5741 | 29.3123 | 14.4902 | 10.5704 | 17.3002 | 29.4567 | 14.265 | 10.4061 | 17.0048 | 29.6095 | 14.1192 | 10.2998 | 16.7392 | 29.7767 | 13.9115 | 10.1483 | 16.5057 | 29.966 | 13.8177 | 10.0798 | 16.2865 | 30.1703 | 13.6238 | 9.9383 | 16.1332 | 30.4258 | 13.4395 | 9.8039 | 15.9098 | 30.5968 | 13.2371 | 9.6563 | 15.5752 | 31.3644 | 12.3655 | 9.0204 | 13.5302 | 30.7508 | 13.0647 | 9.5305 | 15.283 | 32.2285 | 11.3858 | 8.3058 | 8.9188 | 32.643 | 10.9191 | 7.9653 | 5.3353 | 32.8548 | 10.3396 | 7.5426 | 2.9383 | 29.075 | 14.9135 | 10.8792 | 18.1855 | 29.2005 | 14.7004 | 10.7237 | 17.5864 | 29.2881 | 14.714 | 10.7336 | 17.3452 | 29.4219 | 14.5116 | 10.586 | 17.0705 | 29.5737 | 14.4409 | 10.5345 | 16.8264 | 29.7363 | 14.2486 | 10.3942 | 16.6218 | 29.9244 | 14.2008 | 10.3593 | 16.4294 | 30.1522 | 14.136 | 10.312 | 16.1287 | 30.5181 | 13.7865 | 10.0571 | 15.0867 | 30.8245 | 13.431 | 9.7977 | 13.9461 | 31.6478 | 12.7524 | 9.3027 | 9.6963 | 31.0836 | 13.0985 | 9.5552 | 12.8379 | 32.323 | 11.29 | 8.2359 | 5.264 | 32.6384 | 10.4839 | 7.6478 | 2.8 | 32.668 | 10.3966 | 7.5842 | 3.6075
KENDAL | KENDAL (PARKSIDE RD) | HARKER / HUTTON | 351915 | 491858 | 28.5743 | 9.7908 | 7.0369 | 8.8098 | 28.7897 | 9.3878 | 6.7472 | 6.775 | 28.9451 | 8.9368 | 6.4231 | 5.906 | 29.1519 | 8.5261 | 6.1279 | 5.6056 | 29.3665 | 8.0202 | 5.7642 | 4.8248 | 29.5949 | 7.4872 | 5.3812 | 4.0716 | 29.8334 | 7.0445 | 5.063 | 3.823 | 30.0982 | 6.8385 | 4.915 | 3.0241 | 30.3943 | 6.6703 | 4.7941 | 2.5063 | 30.5997 | 6.5331 | 4.6954 | 1.9525 | 31.2651 | 5.6879 | 4.088 | -1.0872 | 30.7972 | 6.4202 | 4.6143 | 1.5943 | 24.5235 | 4.0376 | 2.9019 | -8.0831 | 16.6149 | 2.7355 | 1.9661 | -13.7468 | 10.925 | 1.7987 | 1.2928 | -17.6804 | 28.5584 | 9.7908 | 7.0369 | 8.8098 | 28.8167 | 9.5542 | 6.8668 | 7.5857 | 28.8836 | 9.4708 | 6.8069 | 7.238 | 29.0079 | 9.4066 | 6.7607 | 7.1774 | 29.1319 | 9.26 | 6.6553 | 6.6772 | 29.2631 | 9.1228 | 6.5568 | 6.2265 | 29.4485 | 9.0523 | 6.5061 | 6.1334 | 29.6171 | 8.8558 | 6.3649 | 5.345 | 29.7968 | 8.6994 | 6.2524 | 4.7411 | 29.8709 | 8.5991 | 6.1804 | 4.3822 | 30.1797 | 8.1818 | 5.8804 | 3.1355 | 29.9427 | 8.5181 | 6.1222 | 4.163 | 30.5398 | 7.7453 | 5.5667 | 1.6168 | 30.7778 | 7.5404 | 5.4194 | 0.4107 | 30.93 | 7.4047 | 5.3219 | -0.26621 | 28.5743 | 9.7908 | 7.0369 | 8.8098 | 28.793 | 9.5073 | 6.8331 | 7.38 | 28.9488 | 9.0914 | 6.5342 | 6.6962 | 29.1558 | 8.6962 | 6.2501 | 6.4843 | 29.3711 | 8.2229 | 5.91 | 5.8562 | 29.5991 | 7.739 | 5.5622 | 5.3278 | 29.8333 | 7.3535 | 5.2851 | 5.2984 | 30.094 | 7.1372 | 5.1296 | 4.6978 | 30.3868 | 6.9987 | 5.0301 | 4.2389 | 30.5882 | 6.8458 | 4.9202 | 3.7008 | 31.2388 | 6.2427 | 4.4868 | 1.8802 | 30.781 | 6.735 | 4.8406 | 3.312 | 31.7929 | 5.5594 | 3.9956 | 0.089081 | 30.8251 | 5.0751 | 3.6476 | -1.1752 | 29.3228 | 4.8278 | 3.4698 | -1.4662 | 28.581 | 9.7908 | 7.0369 | 8.8098 | 28.7989 | 9.293 | 6.6791 | 6.3513 | 28.9695 | 8.8188 | 6.3382 | 5.4384 | 29.2106 | 8.3706 | 6.0161 | 5.183 | 29.476 | 7.8178 | 5.6188 | 4.4472 | 29.7417 | 7.2078 | 5.1804 | 3.7753 | 30.039 | 6.834 | 4.9117 | 3.6471 | 30.3621 | 6.6226 | 4.7598 | 2.987 | 30.7278 | 6.437 | 4.6264 | 2.5825 | 30.9612 | 6.2112 | 4.4641 | 2.1099 | 30.6678 | 5.0492 | 3.629 | -0.6673 | 31.1805 | 6.0222 | 4.3283 | 1.8417 | 18.8574 | 3.1047 | 2.2314 | -7.3694 | 10.4117 | 1.7142 | 1.232 | -12.7639 | 4.6573 | 0.76679 | 0.55111 | -16.4253 | 28.581 | 9.7908 | 7.0369 | 8.8098 | 28.767 | 9.2787 | 6.6688 | 6.1966 | 28.9016 | 8.8194 | 6.3387 | 5.3118 | 29.1088 | 8.3694 | 6.0153 | 5.1015 | 29.3431 | 7.7779 | 5.5901 | 4.4242 | 29.5829 | 7.1818 | 5.1617 | 3.8723 | 29.8601 | 6.8347 | 4.9122 | 3.8392 | 30.1742 | 6.6089 | 4.7499 | 3.1193 | 30.582 | 6.231 | 4.4783 | 1.6733 | 30.8766 | 5.8057 | 4.1727 | 0.087542 | 25.2526 | 4.1577 | 2.9882 | -5.7687 | 31.1565 | 5.4204 | 3.8958 | -1.2928 | 13.536 | 2.2286 | 1.6017 | -11.9316 | 8.2859 | 1.3642 | 0.98048 | -15.7986 | 6.7353 | 1.1089 | 0.79699 | -15.2371
KESWICK | STAINBURN & SIDDICK | HARKER / HUTTON | 327022 | 523784 | 18.9416 | 18.9416 | 18.9416 | 5.8155 | 19.0344 | 19.0344 | 19.0344 | 4.7664 | 19.1036 | 19.1036 | 19.1036 | 4.4295 | 19.1953 | 19.1953 | 19.1953 | 4.2196 | 19.29 | 19.29 | 19.29 | 3.9043 | 19.3785 | 19.3785 | 19.3785 | 3.6881 | 19.4668 | 19.4668 | 19.4668 | 3.5455 | 19.5638 | 19.5638 | 19.5622 | 3.347 | 19.6864 | 19.6864 | 19.4845 | 3.103 | 19.7707 | 19.7707 | 19.4198 | 2.9702 | 20.0629 | 20.0629 | 19.0883 | 1.8942 | 19.85 | 19.85 | 19.3596 | 2.8151 | 20.2764 | 20.2764 | 18.4519 | -1.5225 | 20.3488 | 20.3488 | 18.0178 | -3.8684 | 20.3448 | 20.3448 | 17.6047 | -5.7607 | 18.9368 | 18.9368 | 18.9368 | 5.8155 | 19.0446 | 19.0446 | 19.0446 | 5.4857 | 19.0874 | 19.0874 | 19.0874 | 5.4481 | 19.155 | 19.155 | 19.155 | 5.3363 | 19.1976 | 19.1976 | 19.1976 | 5.1062 | 19.2392 | 19.2392 | 19.2392 | 4.9484 | 19.305 | 19.305 | 19.305 | 4.7552 | 19.3958 | 19.3958 | 19.3958 | 4.3996 | 19.5075 | 19.5075 | 19.5075 | 3.8814 | 19.5281 | 19.5281 | 19.5281 | 3.8312 | 19.6054 | 19.6054 | 19.6054 | 3.6994 | 19.5468 | 19.5468 | 19.5468 | 3.8192 | 19.6903 | 19.6903 | 19.5086 | 3.2966 | 19.7371 | 19.7371 | 19.4038 | 3.0707 | 19.7546 | 19.7546 | 19.3307 | 2.8807 | 18.9416 | 18.9416 | 18.9416 | 5.8155 | 19.0344 | 19.0344 | 19.0344 | 5.4232 | 19.1036 | 19.1036 | 19.1036 | 5.2113 | 19.1953 | 19.1953 | 19.1953 | 5.0034 | 19.29 | 19.29 | 19.29 | 4.7022 | 19.3785 | 19.3785 | 19.3785 | 4.4972 | 19.4668 | 19.4668 | 19.4668 | 4.3611 | 19.5638 | 19.5638 | 19.5638 | 4.172 | 19.6864 | 19.6864 | 19.6314 | 3.929 | 19.7707 | 19.7707 | 19.5656 | 3.7922 | 20.0629 | 20.0629 | 19.3054 | 3.2177 | 19.85 | 19.85 | 19.512 | 3.6991 | 20.2764 | 20.2764 | 19.0529 | 2.5391 | 20.3488 | 20.3488 | 18.8793 | 2.0398 | 20.3448 | 20.3448 | 18.7419 | 2.0367 | 18.9439 | 18.9439 | 18.9439 | 5.8155 | 19.0366 | 19.0366 | 19.0366 | 4.3913 | 19.1117 | 19.1117 | 19.1117 | 3.9985 | 19.2165 | 19.2165 | 19.2165 | 3.8014 | 19.3287 | 19.3287 | 19.3287 | 3.4893 | 19.4399 | 19.4399 | 19.4399 | 3.2862 | 19.5621 | 19.5621 | 19.4799 | 3.1653 | 19.6917 | 19.6917 | 19.379 | 2.9934 | 19.8492 | 19.8492 | 19.2705 | 2.7602 | 19.9533 | 19.9533 | 19.1739 | 2.6348 | 20.2746 | 20.2746 | 18.7615 | 1.7053 | 20.0465 | 20.0465 | 19.0811 | 2.4804 | 20.5344 | 20.5344 | 18.0519 | -1.3668 | 20.63 | 20.63 | 17.5702 | -3.5229 | 20.6719 | 20.6719 | 17.1609 | -5.2292 | 18.9439 | 18.9439 | 18.9439 | 5.8155 | 19.0188 | 19.0188 | 19.0188 | 4.2396 | 19.0704 | 19.0704 | 19.0704 | 3.8584 | 19.1488 | 19.1488 | 19.1488 | 3.7118 | 19.2356 | 19.2356 | 19.2356 | 3.4531 | 19.3305 | 19.3305 | 19.3305 | 3.3089 | 19.4385 | 19.4385 | 19.4385 | 3.2497 | 19.5545 | 19.5545 | 19.4383 | 3.1039 | 19.7147 | 19.7147 | 19.284 | 2.5389 | 19.8257 | 19.8257 | 19.1384 | 2.0647 | 20.1704 | 20.1704 | 18.5335 | -0.45224 | 19.9216 | 19.9216 | 19.0004 | 1.5657 | 20.4151 | 20.4151 | 17.7701 | -3.2974 | 20.4854 | 20.4854 | 17.3976 | -4.8078 | 20.4551 | 20.4551 | 17.2972 | -4.5683
KINGSWAY | BELFIELD | ROCHDALE | 391636 | 411724 | 46.8657 | 9.2027 | 6.6142 | 40.6113 | 46.813 | 8.5407 | 6.1384 | 36.7991 | 41.1024 | 6.7672 | 4.8637 | 36.3425 | 30.5736 | 5.0337 | 3.6178 | 30.5736 | 19.9347 | 3.2821 | 2.3589 | 19.9347 | 19.3964 | 3.1935 | 2.2952 | 19.3964 | 19.023 | 3.132 | 2.251 | 19.023 | 18.6554 | 3.0715 | 2.2075 | 18.6554 | 18.131 | 2.9851 | 2.1455 | 18.131 | 17.9149 | 2.9495 | 2.1199 | 17.9149 | 17.858 | 2.9402 | 2.1132 | 17.858 | 18.005 | 2.9644 | 2.1306 | 18.005 | 25.0208 | 4.1195 | 2.9608 | 25.0208 | 39.4404 | 6.4936 | 4.6671 | 34.0593 | 42.4478 | 6.9887 | 5.0229 | 33.3836 | 46.8696 | 9.2027 | 6.6142 | 40.6113 | 46.8277 | 9.0456 | 6.5012 | 39.8265 | 46.8015 | 8.0612 | 5.7937 | 39.8409 | 42.9611 | 7.0732 | 5.0837 | 39.8641 | 36.8712 | 6.0706 | 4.363 | 36.8712 | 30.8359 | 5.0769 | 3.6489 | 30.8359 | 24.8655 | 4.0939 | 2.9424 | 24.8655 | 24.7461 | 4.0743 | 2.9283 | 24.7461 | 24.456 | 4.0265 | 2.8939 | 24.456 | 24.3511 | 4.0092 | 2.8815 | 24.3511 | 24.7081 | 4.068 | 2.9238 | 24.7081 | 24.4489 | 4.0253 | 2.8931 | 24.4489 | 30.3638 | 4.9992 | 3.593 | 30.3638 | 39.9637 | 6.5797 | 4.729 | 39.1584 | 41.7849 | 6.8796 | 4.9445 | 38.8648 | 46.8657 | 9.2027 | 6.6142 | 40.6113 | 46.8138 | 8.9105 | 6.4041 | 39.0156 | 46.8694 | 7.8322 | 5.6291 | 38.8021 | 41.02 | 6.7536 | 4.854 | 38.7047 | 34.3539 | 5.6561 | 4.0652 | 34.3539 | 27.9043 | 4.5942 | 3.302 | 27.9043 | 21.5786 | 3.5528 | 2.5534 | 21.5786 | 21.2495 | 3.4986 | 2.5145 | 21.2495 | 20.8098 | 3.4262 | 2.4625 | 20.8098 | 20.4822 | 3.3722 | 2.4237 | 20.4822 | 20.6489 | 3.3997 | 2.4434 | 20.6489 | 20.5617 | 3.3853 | 2.4331 | 20.5617 | 28.7093 | 4.7268 | 3.3972 | 28.7093 | 44.1582 | 7.2703 | 5.2253 | 36.9733 | 47.736 | 7.8594 | 5.6487 | 36.5791 | 46.8645 | 9.2027 | 6.6142 | 40.6113 | 46.804 | 8.2444 | 5.9254 | 35.2491 | 42.8863 | 7.0609 | 5.0748 | 34.6356 | 36.0774 | 5.9399 | 4.2691 | 34.5809 | 29.1336 | 4.7966 | 3.4474 | 29.1336 | 22.3561 | 3.6808 | 2.6454 | 22.3561 | 15.8326 | 2.6067 | 1.8735 | 15.8326 | 15.3711 | 2.5307 | 1.8189 | 15.3711 | 14.7871 | 2.4346 | 1.7498 | 14.7871 | 14.2893 | 2.3526 | 1.6909 | 14.2893 | 13.351 | 2.1981 | 1.5798 | 13.351 | 13.991 | 2.3035 | 1.6556 | 13.991 | 21.379 | 3.5199 | 2.5298 | 21.379 | 35.4924 | 5.8436 | 4.1999 | 31.3343 | 38.7861 | 6.3858 | 4.5896 | 31.0966 | 46.8645 | 9.2027 | 6.6142 | 40.6113 | 46.8069 | 8.1522 | 5.8591 | 34.4663 | 46.8544 | 7.9571 | 5.7189 | 33.7655 | 46.9354 | 7.8583 | 5.6479 | 33.7149 | 46.9918 | 7.7368 | 5.5606 | 33.5112 | 45.563 | 7.5016 | 5.3916 | 33.35 | 43.9615 | 7.2379 | 5.202 | 33.3172 | 43.0666 | 7.0906 | 5.0961 | 33.15 | 42.4065 | 6.9819 | 5.018 | 32.9195 | 41.8938 | 6.8975 | 4.9574 | 32.6953 | 39.9535 | 6.578 | 4.7278 | 31.7678 | 41.122 | 6.7704 | 4.866 | 32.483 | 37.5375 | 6.1803 | 4.4419 | 30.7198 | 37.5344 | 6.1797 | 4.4415 | 30.2684 | 37.1263 | 6.1126 | 4.3932 | 30.2144
KINKRY HILL | - | HARKER / HUTTON | 350800 | 575111 | 3.0984 | 3.0984 | 3.0984 | 2.3207 | 3.1055 | 3.1055 | 3.1055 | 2.3111 | 3.1162 | 3.1162 | 3.1162 | 2.2797 | 3.1291 | 3.1291 | 3.1291 | 2.2464 | 3.1447 | 3.1447 | 3.1447 | 2.2139 | 3.1637 | 3.1637 | 3.1637 | 2.1764 | 3.1863 | 3.1863 | 3.1863 | 2.1407 | 3.2124 | 3.2124 | 3.2124 | 2.1042 | 3.2426 | 3.2426 | 3.2426 | 2.069 | 3.261 | 3.261 | 3.261 | 2.0369 | 3.3179 | 3.3179 | 3.3179 | 1.8409 | 3.2767 | 3.2767 | 3.2767 | 1.9904 | 3.363 | 3.363 | 3.363 | 1.6537 | 3.3836 | 3.3836 | 3.3836 | 1.5853 | 3.3855 | 3.3855 | 3.3855 | 1.5598 | 3.0969 | 3.0969 | 3.0969 | 2.3207 | 3.1039 | 3.1039 | 3.1039 | 2.3079 | 3.1086 | 3.1086 | 3.1086 | 2.2975 | 3.1148 | 3.1148 | 3.1148 | 2.282 | 3.122 | 3.122 | 3.122 | 2.2666 | 3.1302 | 3.1302 | 3.1302 | 2.2478 | 3.1409 | 3.1409 | 3.1409 | 2.2139 | 3.1545 | 3.1545 | 3.1545 | 2.1348 | 3.1694 | 3.1694 | 3.1694 | 2.0414 | 3.1762 | 3.1762 | 3.1762 | 2.0139 | 3.202 | 3.202 | 3.202 | 1.9222 | 3.1827 | 3.1827 | 3.1827 | 1.9892 | 3.2292 | 3.2292 | 3.2292 | 1.8515 | 3.2468 | 3.2468 | 3.2468 | 1.7485 | 3.2573 | 3.2573 | 3.2573 | 1.6944 | 3.0984 | 3.0984 | 3.0984 | 2.3207 | 3.1055 | 3.1055 | 3.1055 | 2.3139 | 3.1162 | 3.1162 | 3.1162 | 2.2854 | 3.1291 | 3.1291 | 3.1291 | 2.2573 | 3.1447 | 3.1447 | 3.1447 | 2.2316 | 3.1637 | 3.1637 | 3.1637 | 2.2036 | 3.1863 | 3.1863 | 3.1863 | 2.1774 | 3.2124 | 3.2124 | 3.2124 | 2.1482 | 3.2426 | 3.2426 | 3.2426 | 2.113 | 3.261 | 3.261 | 3.261 | 2.0805 | 3.3179 | 3.3179 | 3.3179 | 1.9447 | 3.2767 | 3.2767 | 3.2767 | 2.0511 | 3.363 | 3.363 | 3.363 | 1.7993 | 3.3836 | 3.3836 | 3.3836 | 1.7121 | 3.3855 | 3.3855 | 3.3855 | 1.7026 | 3.0989 | 3.0989 | 3.0989 | 2.3207 | 3.1067 | 3.1067 | 3.1067 | 2.3129 | 3.1194 | 3.1194 | 3.1194 | 2.283 | 3.1365 | 3.1365 | 3.1365 | 2.2496 | 3.1586 | 3.1586 | 3.1586 | 2.2163 | 3.1849 | 3.1849 | 3.1849 | 2.1799 | 3.2153 | 3.2153 | 3.2153 | 2.1466 | 3.2491 | 3.2491 | 3.2491 | 2.114 | 3.2802 | 3.2802 | 3.2802 | 2.0792 | 3.3016 | 3.3016 | 3.3016 | 2.0252 | 3.3761 | 3.3761 | 3.3761 | 1.7177 | 3.3214 | 3.3214 | 3.3214 | 1.9437 | 3.4412 | 3.4412 | 3.4412 | 1.4781 | 3.4622 | 3.4622 | 3.4622 | 1.3931 | 3.4667 | 3.4667 | 3.4667 | 1.3553 | 3.0989 | 3.0989 | 3.0989 | 2.3207 | 3.1057 | 3.1057 | 3.1057 | 2.3162 | 3.1175 | 3.1175 | 3.1175 | 2.289 | 3.134 | 3.134 | 3.134 | 2.2563 | 3.1552 | 3.1552 | 3.1552 | 2.225 | 3.1802 | 3.1802 | 3.1802 | 2.1928 | 3.2094 | 3.2094 | 3.2094 | 2.1641 | 3.2419 | 3.2419 | 3.2419 | 2.1355 | 3.2785 | 3.2785 | 3.2785 | 2.0963 | 3.3038 | 3.3038 | 3.3038 | 2.0127 | 3.3874 | 3.3874 | 3.3874 | 1.6833 | 3.3274 | 3.3274 | 3.3274 | 1.9228 | 3.4366 | 3.4366 | 3.4366 | 1.4549 | 3.4492 | 3.4492 | 3.4492 | 1.3843 | 3.4497 | 3.4497 | 3.4497 | 1.3761
KIRKBY LONSDALE | KENDAL (PARKSIDE RD) | HARKER / HUTTON | 359833 | 478813 | 13.1949 | 13.1949 | 13.1949 | 7.4341 | 13.3725 | 13.3725 | 13.3725 | 7.2825 | 13.4684 | 13.4684 | 13.4684 | 7.0843 | 13.5679 | 13.5679 | 13.5679 | 6.9035 | 13.6697 | 13.6697 | 13.6697 | 6.7632 | 13.7815 | 13.7815 | 13.7815 | 6.5451 | 13.9025 | 13.9025 | 13.9025 | 6.3598 | 14.0369 | 14.0369 | 14.0369 | 6.1746 | 14.1718 | 14.1718 | 14.1718 | 6.0152 | 14.2439 | 14.2439 | 14.2439 | 5.846 | 14.4924 | 14.4924 | 14.4924 | 4.9572 | 14.3121 | 14.3121 | 14.3121 | 5.6989 | 14.7052 | 14.7052 | 14.7052 | 3.4323 | 14.807 | 14.807 | 14.807 | 2.4158 | 14.8483 | 14.8483 | 14.8483 | 1.6471 | 13.1968 | 13.1968 | 13.1968 | 7.4341 | 13.3719 | 13.3719 | 13.3719 | 7.2745 | 13.4229 | 13.4229 | 13.4229 | 7.1975 | 13.4892 | 13.4892 | 13.4892 | 7.1148 | 13.5638 | 13.5638 | 13.5638 | 7.0711 | 13.6483 | 13.6483 | 13.6483 | 6.9627 | 13.7458 | 13.7458 | 13.7458 | 6.8386 | 13.8167 | 13.8167 | 13.8167 | 6.6512 | 13.8864 | 13.8864 | 13.8864 | 6.4516 | 13.9124 | 13.9124 | 13.9124 | 6.3577 | 14.0092 | 14.0092 | 14.0092 | 5.9315 | 13.9371 | 13.9371 | 13.9371 | 6.2513 | 14.1093 | 14.1093 | 14.1093 | 5.446 | 14.1761 | 14.1761 | 14.1761 | 5.0621 | 14.2172 | 14.2172 | 14.2172 | 4.8384 | 13.1949 | 13.1949 | 13.1949 | 7.4341 | 13.3726 | 13.3726 | 13.3726 | 7.3102 | 13.4684 | 13.4684 | 13.4684 | 7.1273 | 13.568 | 13.568 | 13.568 | 6.9647 | 13.6699 | 13.6699 | 13.6699 | 6.8492 | 13.7817 | 13.7817 | 13.7817 | 6.6673 | 13.9028 | 13.9028 | 13.9028 | 6.5214 | 14.037 | 14.037 | 14.037 | 6.3682 | 14.1722 | 14.1722 | 14.1722 | 6.2141 | 14.244 | 14.244 | 14.244 | 6.0419 | 14.4897 | 14.4897 | 14.4897 | 5.5411 | 14.3118 | 14.3118 | 14.3118 | 5.8904 | 14.6915 | 14.6915 | 14.6915 | 4.9562 | 14.7885 | 14.7885 | 14.7885 | 4.5941 | 14.8192 | 14.8192 | 14.8192 | 4.5493 | 13.1949 | 13.1949 | 13.1949 | 7.4341 | 13.4012 | 13.4012 | 13.4012 | 7.2828 | 13.5314 | 13.5314 | 13.5314 | 7.0916 | 13.6826 | 13.6826 | 13.6826 | 6.9136 | 13.8375 | 13.8375 | 13.8375 | 6.7731 | 13.9354 | 13.9354 | 13.9354 | 6.5605 | 14.0451 | 14.0451 | 14.0451 | 6.3852 | 14.163 | 14.163 | 14.163 | 6.2151 | 14.3073 | 14.3073 | 14.3073 | 6.0574 | 14.4048 | 14.4048 | 14.4048 | 5.8871 | 14.7205 | 14.7205 | 14.7205 | 5.1746 | 14.4944 | 14.4944 | 14.4944 | 5.7478 | 14.961 | 14.961 | 14.961 | 3.862 | 15.0622 | 15.0622 | 14.8869 | 2.9218 | 15.1037 | 15.1037 | 14.5583 | 2.1866 | 13.1949 | 13.1949 | 13.1949 | 7.4341 | 13.3941 | 13.3941 | 13.3941 | 7.2991 | 13.5197 | 13.5197 | 13.5197 | 7.1268 | 13.6713 | 13.6713 | 13.6713 | 6.9664 | 13.7998 | 13.7998 | 13.7998 | 6.8471 | 13.8874 | 13.8874 | 13.8874 | 6.6638 | 13.9867 | 13.9867 | 13.9867 | 6.5194 | 14.0948 | 14.0948 | 14.0948 | 6.3655 | 14.2375 | 14.2375 | 14.2375 | 6.0295 | 14.3457 | 14.3457 | 14.3457 | 5.6995 | 14.6802 | 14.6802 | 14.6802 | 4.4554 | 14.4472 | 14.4472 | 14.4472 | 5.3945 | 14.9108 | 14.9108 | 14.9108 | 3.2241 | 14.9901 | 14.9901 | 14.8655 | 2.5208 | 14.9888 | 14.9888 | 14.6385 | 2.5458
KIRKBY MOOR | ULVERSTON | HARKER / HUTTON | 326099 | 483011 | 2.5988 | 2.5988 | 2.5988 | 2.5988 | 2.6517 | 2.6517 | 2.6517 | 2.6517 | 2.7186 | 2.7186 | 2.7186 | 2.7186 | 2.776 | 2.776 | 2.776 | 2.776 | 2.8326 | 2.8326 | 2.8326 | 2.8326 | 2.8897 | 2.8897 | 2.8897 | 2.8897 | 2.9449 | 2.9449 | 2.9449 | 2.9449 | 2.9973 | 2.9973 | 2.9973 | 2.9973 | 3.0606 | 3.0606 | 3.0606 | 3.0606 | 3.1361 | 3.1361 | 3.1361 | 3.1361 | 3.3016 | 3.3016 | 3.3016 | 3.3016 | 3.1884 | 3.1884 | 3.1884 | 3.1884 | 3.4388 | 3.4388 | 3.4388 | 3.4388 | 3.5119 | 3.5119 | 3.5119 | 3.0675 | 3.5424 | 3.5424 | 3.5424 | 2.7369 | 2.6051 | 2.6051 | 2.6051 | 2.6051 | 2.6586 | 2.6586 | 2.6586 | 2.6586 | 2.7037 | 2.7037 | 2.7037 | 2.7037 | 2.7392 | 2.7392 | 2.7392 | 2.7392 | 2.779 | 2.779 | 2.779 | 2.779 | 2.824 | 2.824 | 2.824 | 2.824 | 2.8786 | 2.8786 | 2.8786 | 2.8786 | 2.9012 | 2.9012 | 2.9012 | 2.9012 | 2.9266 | 2.9266 | 2.9266 | 2.9266 | 2.9413 | 2.9413 | 2.9413 | 2.9413 | 3.0266 | 3.0266 | 3.0266 | 3.0266 | 2.9558 | 2.9558 | 2.9558 | 2.9558 | 3.1206 | 3.1206 | 3.1206 | 3.1206 | 3.183 | 3.183 | 3.183 | 3.183 | 3.2265 | 3.2265 | 3.2265 | 3.2265 | 2.5988 | 2.5988 | 2.5988 | 2.5988 | 2.6517 | 2.6517 | 2.6517 | 2.6517 | 2.7186 | 2.7186 | 2.7186 | 2.7186 | 2.7761 | 2.7761 | 2.7761 | 2.7761 | 2.8328 | 2.8328 | 2.8328 | 2.8328 | 2.8899 | 2.8899 | 2.8899 | 2.8899 | 2.9452 | 2.9452 | 2.9452 | 2.9452 | 2.9974 | 2.9974 | 2.9974 | 2.9974 | 3.0608 | 3.0608 | 3.0608 | 3.0608 | 3.1361 | 3.1361 | 3.1361 | 3.1361 | 3.2993 | 3.2993 | 3.2993 | 3.2993 | 3.1882 | 3.1882 | 3.1882 | 3.1882 | 3.4266 | 3.4266 | 3.4266 | 3.4266 | 3.4947 | 3.4947 | 3.4947 | 3.4947 | 3.5155 | 3.5155 | 3.5155 | 3.5155 | 2.5964 | 2.5964 | 2.5964 | 2.5964 | 2.6551 | 2.6551 | 2.6551 | 2.6551 | 2.7218 | 2.7218 | 2.7218 | 2.7218 | 2.7871 | 2.7871 | 2.7871 | 2.7871 | 2.8532 | 2.8532 | 2.8532 | 2.8532 | 2.9159 | 2.9159 | 2.9159 | 2.9159 | 2.9702 | 2.9702 | 2.9702 | 2.9702 | 3.0104 | 3.0104 | 3.0104 | 3.0104 | 3.0489 | 3.0489 | 3.0489 | 3.0489 | 3.1096 | 3.1096 | 3.1096 | 3.1096 | 3.3712 | 3.3712 | 3.3712 | 3.3712 | 3.1634 | 3.1634 | 3.1634 | 3.1634 | 3.6719 | 3.6719 | 3.6719 | 3.2342 | 3.7452 | 3.7452 | 3.7452 | 2.8845 | 3.7711 | 3.7711 | 3.7711 | 2.7041 | 2.5964 | 2.5964 | 2.5964 | 2.5964 | 2.6531 | 2.6531 | 2.6531 | 2.6531 | 2.7203 | 2.7203 | 2.7203 | 2.7203 | 2.7896 | 2.7896 | 2.7896 | 2.7896 | 2.8579 | 2.8579 | 2.8579 | 2.8579 | 2.9189 | 2.9189 | 2.9189 | 2.9189 | 2.971 | 2.971 | 2.971 | 2.971 | 3.013 | 3.013 | 3.013 | 3.013 | 3.1116 | 3.1116 | 3.1116 | 3.1116 | 3.2372 | 3.2372 | 3.2372 | 3.2372 | 3.5592 | 3.5592 | 3.5592 | 3.5592 | 3.3568 | 3.3568 | 3.3568 | 3.3568 | 3.7325 | 3.7325 | 3.7325 | 3.0306 | 3.7753 | 3.7753 | 3.7753 | 2.7644 | 3.7204 | 3.7204 | 3.7204 | 2.7712
KIRKBY STEPHEN | PENRITH & SHAP | HARKER / HUTTON | 376579 | 509136 | 19.0515 | 19.0515 | 19.0515 | 11.4939 | 19.1808 | 19.1808 | 19.1808 | 11.0579 | 19.2874 | 19.2874 | 19.2874 | 10.7293 | 19.356 | 19.356 | 19.356 | 10.5174 | 19.4241 | 19.4241 | 19.4241 | 10.2047 | 19.4978 | 19.4978 | 19.4978 | 9.8652 | 19.584 | 19.584 | 19.584 | 9.566 | 19.6819 | 19.6819 | 19.6819 | 9.2648 | 19.7953 | 19.7953 | 19.7953 | 8.9493 | 19.8783 | 19.8783 | 19.8783 | 8.6536 | 20.2257 | 20.2257 | 20.2257 | 7.2875 | 19.9634 | 19.9634 | 19.9634 | 8.3945 | 20.6504 | 20.6504 | 20.6504 | 5.1217 | 20.9326 | 20.9326 | 20.9326 | 3.7578 | 21.1481 | 21.1481 | 21.0089 | 2.7351 | 19.0529 | 19.0529 | 19.0529 | 11.4939 | 19.1987 | 19.1987 | 19.1987 | 11.1892 | 19.271 | 19.271 | 19.271 | 11.0917 | 19.3395 | 19.3395 | 19.3395 | 11.0404 | 19.3935 | 19.3935 | 19.3935 | 10.9118 | 19.4514 | 19.4514 | 19.4514 | 10.7832 | 19.5318 | 19.5318 | 19.5318 | 10.6441 | 19.6375 | 19.6375 | 19.6375 | 10.425 | 19.7672 | 19.7672 | 19.7672 | 10.1526 | 19.8014 | 19.8014 | 19.8014 | 10.0249 | 19.9758 | 19.9758 | 19.9758 | 9.3776 | 19.8384 | 19.8384 | 19.8384 | 9.9073 | 20.2019 | 20.2019 | 20.2019 | 8.405 | 20.3826 | 20.3826 | 20.3826 | 7.6413 | 20.5172 | 20.5172 | 20.5172 | 7.1259 | 19.0515 | 19.0515 | 19.0515 | 11.4939 | 19.1845 | 19.1845 | 19.1845 | 11.1274 | 19.2896 | 19.2896 | 19.2896 | 10.8569 | 19.3585 | 19.3585 | 19.3585 | 10.7317 | 19.4281 | 19.4281 | 19.4281 | 10.5322 | 19.5024 | 19.5024 | 19.5024 | 10.3453 | 19.5863 | 19.5863 | 19.5863 | 10.2061 | 19.6805 | 19.6805 | 19.6805 | 10.031 | 19.792 | 19.792 | 19.792 | 9.7387 | 19.8714 | 19.8714 | 19.8714 | 9.4456 | 20.1933 | 20.1933 | 20.1933 | 8.3602 | 19.9517 | 19.9517 | 19.9517 | 9.174 | 20.5129 | 20.5129 | 20.5129 | 7.3614 | 20.7193 | 20.7193 | 20.7193 | 6.7137 | 20.8394 | 20.8394 | 20.8394 | 6.6259 | 19.0506 | 19.0506 | 19.0506 | 11.4939 | 19.1844 | 19.1844 | 19.1844 | 10.9953 | 19.2945 | 19.2945 | 19.2945 | 10.6735 | 19.3728 | 19.3728 | 19.3728 | 10.4775 | 19.4602 | 19.4602 | 19.4602 | 10.1834 | 19.5635 | 19.5635 | 19.5635 | 9.8712 | 19.6819 | 19.6819 | 19.6819 | 9.6156 | 19.8131 | 19.8131 | 19.8131 | 9.3692 | 19.97 | 19.97 | 19.97 | 9.0967 | 20.0952 | 20.0952 | 20.0952 | 8.8225 | 20.6511 | 20.6511 | 20.6511 | 7.486 | 20.2249 | 20.2249 | 20.2249 | 8.5797 | 21.3089 | 21.3089 | 21.173 | 5.3558 | 21.7011 | 21.7011 | 20.7568 | 4.0514 | 21.8773 | 21.8773 | 20.4731 | 3.187 | 19.0506 | 19.0506 | 19.0506 | 11.4939 | 19.1747 | 19.1747 | 19.1747 | 10.9741 | 19.2734 | 19.2734 | 19.2734 | 10.6485 | 19.344 | 19.344 | 19.344 | 10.4371 | 19.4309 | 19.4309 | 19.4309 | 10.1341 | 19.5355 | 19.5355 | 19.5355 | 9.8378 | 19.6607 | 19.6607 | 19.6607 | 9.5979 | 19.8025 | 19.8025 | 19.8025 | 9.3436 | 19.9828 | 19.9828 | 19.9828 | 8.8208 | 20.1411 | 20.1411 | 20.1411 | 8.2647 | 20.7475 | 20.7475 | 20.7475 | 6.1638 | 20.2977 | 20.2977 | 20.2977 | 7.7359 | 21.3557 | 21.3557 | 21.1091 | 4.2633 | 21.6606 | 21.6606 | 20.8109 | 3.3737 | 21.7387 | 21.7387 | 20.7038 | 3.5391
KIRKBY THORE | PENRITH & SHAP | HARKER / HUTTON | 364439 | 526672 | 28.9966 | 26.6094 | 19.1247 | 18.0352 | 29.0645 | 26.5217 | 19.0617 | 17.8415 | 29.1573 | 26.4166 | 18.9861 | 17.5209 | 29.2704 | 26.2855 | 18.8919 | 17.1141 | 29.3874 | 26.2051 | 18.8341 | 17.0033 | 29.4969 | 26.0949 | 18.7549 | 16.6432 | 29.5656 | 26.0109 | 18.6946 | 16.429 | 29.6443 | 25.9288 | 18.6355 | 16.2074 | 29.736 | 25.8648 | 18.5895 | 16.08 | 29.8054 | 25.7711 | 18.5222 | 15.7959 | 30.0925 | 25.4382 | 18.2829 | 14.955 | 29.8761 | 25.7035 | 18.4736 | 15.5966 | 30.456 | 24.9611 | 17.94 | 13.5326 | 30.7105 | 24.6214 | 17.6959 | 12.7483 | 31.0189 | 24.3192 | 17.4787 | 12.1425 | 28.991 | 26.6094 | 19.1247 | 18.0352 | 29.0669 | 26.579 | 19.1028 | 17.9434 | 29.0975 | 26.558 | 19.0878 | 17.9293 | 29.1523 | 26.5049 | 19.0496 | 17.7881 | 29.2083 | 26.501 | 19.0468 | 17.9369 | 29.2676 | 26.4665 | 19.022 | 17.891 | 29.2934 | 26.4405 | 19.0033 | 17.8886 | 29.3306 | 26.4022 | 18.9758 | 17.7785 | 29.3862 | 26.3658 | 18.9496 | 17.6768 | 29.4128 | 26.331 | 18.9246 | 17.5535 | 29.5479 | 26.2152 | 18.8414 | 17.2669 | 29.4411 | 26.306 | 18.9066 | 17.4959 | 29.741 | 26.0305 | 18.7086 | 16.8159 | 29.9361 | 25.81 | 18.5501 | 16.1968 | 30.0962 | 25.6255 | 18.4175 | 15.7697 | 28.9966 | 26.6094 | 19.1247 | 18.0352 | 29.065 | 26.5738 | 19.0991 | 17.9809 | 29.158 | 26.4912 | 19.0398 | 17.7172 | 29.2713 | 26.3772 | 18.9578 | 17.3716 | 29.3906 | 26.316 | 18.9138 | 17.3361 | 29.5009 | 26.2223 | 18.8465 | 17.0885 | 29.5705 | 26.1555 | 18.7984 | 16.9858 | 29.6471 | 26.0929 | 18.7535 | 16.8505 | 29.7392 | 26.031 | 18.709 | 16.7228 | 29.8067 | 25.9378 | 18.642 | 16.4385 | 30.0683 | 25.6265 | 18.4183 | 15.6855 | 29.8734 | 25.8679 | 18.5918 | 16.2286 | 30.3293 | 25.3215 | 18.1991 | 15.1096 | 30.5323 | 25.0229 | 17.9844 | 14.5073 | 30.7396 | 24.8376 | 17.8513 | 14.4675 | 28.9992 | 26.6094 | 19.1247 | 18.0352 | 29.0666 | 26.4927 | 19.0408 | 17.8091 | 29.1685 | 26.388 | 18.9656 | 17.5041 | 29.305 | 26.2472 | 18.8644 | 17.1222 | 29.4613 | 26.1135 | 18.7683 | 17.0363 | 29.5509 | 25.9761 | 18.6696 | 16.7073 | 29.6531 | 25.8154 | 18.554 | 16.5289 | 29.7644 | 25.6475 | 18.4333 | 16.3507 | 29.8981 | 25.5001 | 18.3274 | 16.262 | 30.0087 | 25.324 | 18.2008 | 16.0032 | 30.4987 | 24.8421 | 17.8545 | 15.2449 | 30.1236 | 25.1755 | 18.0941 | 15.8269 | 31.4293 | 24.2116 | 17.4014 | 13.598 | 31.7087 | 23.8284 | 17.1259 | 12.9535 | 31.869 | 23.5689 | 16.9395 | 12.603 | 28.9992 | 26.6094 | 19.1247 | 18.0352 | 29.0584 | 26.4907 | 19.0394 | 17.8016 | 29.1514 | 26.401 | 18.9749 | 17.5042 | 29.284 | 26.2632 | 18.8759 | 17.1121 | 29.4452 | 26.1747 | 18.8123 | 17.024 | 29.5439 | 26.0469 | 18.7204 | 16.7158 | 30.1499 | 25.8571 | 18.584 | 16.0542 | 30.2451 | 25.76 | 18.5143 | 15.9197 | 30.3801 | 25.6532 | 18.4374 | 15.77 | 30.4906 | 25.4958 | 18.3243 | 15.4236 | 31.0054 | 24.994 | 17.9637 | 14.2079 | 30.6031 | 25.3783 | 18.2399 | 15.154 | 31.5958 | 24.4016 | 17.5379 | 12.9346 | 31.7807 | 24.1065 | 17.3258 | 12.5635 | 31.7844 | 24.0019 | 17.2506 | 12.8967
KIRKHALL LANE | ATHERTON | KEARSLEY | 365510 | 401069 | 21.1458 | 12.0682 | 8.6736 | 9.0136 | 21.3024 | 11.77 | 8.4594 | 7.9105 | 21.3785 | 11.4978 | 8.2637 | 7.3771 | 21.4841 | 11.4579 | 8.235 | 7.2806 | 21.5917 | 11.339 | 8.1495 | 6.8334 | 21.7071 | 11.2014 | 8.0507 | 6.4649 | 21.8364 | 11.1116 | 7.9861 | 6.199 | 21.9782 | 10.9807 | 7.8921 | 5.6721 | 22.1349 | 10.8631 | 7.8075 | 5.3425 | 22.2434 | 10.7541 | 7.7292 | 5.0627 | 22.6068 | 10.1209 | 7.2741 | 3.0114 | 22.3444 | 10.6565 | 7.659 | 4.7743 | 22.9105 | 8.9471 | 6.4304 | -1.4594 | 23.0714 | 8.7022 | 6.2544 | -5.2405 | 23.1512 | 8.0126 | 5.7588 | -7.875 | 21.1379 | 12.0682 | 8.6736 | 9.0136 | 21.3112 | 11.8925 | 8.5474 | 8.316 | 21.3303 | 11.8148 | 8.4916 | 8.0494 | 21.3831 | 11.7796 | 8.4662 | 8.0749 | 21.4317 | 11.6624 | 8.382 | 7.7345 | 21.4784 | 11.5718 | 8.3169 | 7.5512 | 21.5442 | 11.5075 | 8.2707 | 7.3922 | 21.6256 | 11.3664 | 8.1693 | 6.8841 | 21.717 | 11.1715 | 8.0292 | 6.4623 | 21.7816 | 11.1459 | 8.0108 | 6.2548 | 21.9555 | 10.9629 | 7.8793 | 5.1816 | 21.826 | 11.1369 | 8.0043 | 6.0062 | 22.1321 | 10.6972 | 7.6883 | 4.1913 | 22.2459 | 10.9181 | 7.847 | 3.5449 | 22.3173 | 11.1233 | 7.9946 | 3.1686 | 21.1458 | 12.0682 | 8.6736 | 9.0136 | 21.3024 | 11.8776 | 8.5366 | 8.3285 | 21.3785 | 11.5482 | 8.2999 | 7.9208 | 21.4841 | 11.6328 | 8.3608 | 7.8459 | 21.5917 | 11.5032 | 8.2676 | 7.4566 | 21.7071 | 11.3552 | 8.1612 | 7.1565 | 21.8364 | 11.2808 | 8.1078 | 6.9832 | 21.9782 | 11.1643 | 8.024 | 6.5372 | 22.1349 | 11.0592 | 7.9484 | 6.2431 | 22.2434 | 10.9494 | 7.8696 | 5.9682 | 22.6068 | 10.4811 | 7.5329 | 4.691 | 22.3444 | 10.8487 | 7.7972 | 5.6677 | 22.9105 | 9.9746 | 7.1689 | 3.5641 | 23.0714 | 10.388 | 7.4661 | 2.8666 | 23.1512 | 10.157 | 7.3 | 2.5849 | 21.1472 | 12.0682 | 8.6736 | 9.0136 | 21.3029 | 11.6685 | 8.3864 | 7.7129 | 21.386 | 11.5318 | 8.2882 | 7.1921 | 21.5077 | 11.4623 | 8.2382 | 7.1259 | 21.6414 | 11.2843 | 8.1102 | 6.7038 | 21.7853 | 11.1288 | 7.9985 | 6.3681 | 21.9438 | 11.0105 | 7.9134 | 6.1792 | 22.1101 | 10.8413 | 7.7918 | 5.7498 | 22.3082 | 10.6931 | 7.6853 | 5.4885 | 22.4419 | 10.5355 | 7.5721 | 5.2528 | 22.8951 | 9.7532 | 7.0099 | 3.3663 | 22.5611 | 10.3938 | 7.4702 | 5.0163 | 23.3736 | 8.5575 | 6.1505 | -0.76058 | 23.627 | 8.2998 | 5.9652 | -4.3639 | 23.777 | 7.6118 | 5.4707 | -6.8643 | 21.1472 | 12.0682 | 8.6736 | 9.0136 | 21.2864 | 11.6387 | 8.365 | 7.6537 | 21.3501 | 11.59 | 8.33 | 7.1566 | 21.4529 | 11.515 | 8.276 | 7.1166 | 21.567 | 11.3826 | 8.1809 | 6.7246 | 21.691 | 11.2422 | 8.08 | 6.4344 | 21.8298 | 11.1239 | 7.995 | 6.2878 | 21.9793 | 10.9412 | 7.8637 | 5.7777 | 22.194 | 10.6558 | 7.6586 | 4.8654 | 22.3598 | 10.3792 | 7.4597 | 3.9537 | 22.9082 | 9.8701 | 7.0938 | 0.12936 | 22.5145 | 10.1403 | 7.288 | 3.0232 | 23.3677 | 8.7144 | 6.2632 | -3.8874 | 23.5655 | 8.025 | 5.7677 | -6.4479 | 23.5755 | 7.8767 | 5.6611 | -6.1693
KITT GREEN | ORRELL | WASHWAY FARM / KIRKBY | 354934 | 405497 | 31.0733 | 13.2125 | 9.6384 | 13.0692 | 31.094 | 12.9191 | 9.4243 | 11.7168 | 31.1463 | 12.8166 | 9.3495 | 11.3659 | 31.2372 | 12.6962 | 9.2617 | 11.044 | 31.31 | 12.5859 | 9.1812 | 10.7696 | 31.3821 | 12.4828 | 9.106 | 10.5252 | 31.4633 | 12.3953 | 9.0422 | 10.2723 | 31.5624 | 12.3266 | 8.9921 | 10.0359 | 31.6708 | 12.2451 | 8.9327 | 9.8026 | 36.1189 | 11.4441 | 8.3483 | 5.227 | 40.1126 | 10.4258 | 7.6055 | 0.4673 | 36.0871 | 11.3907 | 8.3093 | 5.1863 | 41.5728 | 9.5385 | 6.9582 | -3.3517 | 42.4378 | 8.9245 | 6.5103 | -6.0967 | 42.8822 | 8.4243 | 6.1454 | -7.8177 | 31.0713 | 13.2125 | 9.6384 | 13.0692 | 31.1076 | 13.1342 | 9.5812 | 12.7595 | 31.0746 | 13.1441 | 9.5884 | 12.894 | 31.0808 | 13.1151 | 9.5673 | 12.9115 | 31.0696 | 13.0939 | 9.5518 | 12.9868 | 31.0435 | 13.0839 | 9.5445 | 13.1378 | 31.0466 | 13.0543 | 9.5229 | 13.1848 | 31.078 | 13.0038 | 9.4861 | 13.1182 | 31.1427 | 12.9516 | 9.448 | 12.9801 | 31.1818 | 12.9135 | 9.4202 | 12.8948 | 31.4537 | 12.777 | 9.3207 | 12.5692 | 31.233 | 12.8786 | 9.3948 | 12.8205 | 31.897 | 12.6956 | 9.2612 | 12.1916 | 32.449 | 12.6546 | 9.2313 | 11.8994 | 32.9639 | 12.5534 | 9.1575 | 11.7276 | 31.0733 | 13.2125 | 9.6384 | 13.0692 | 31.0957 | 13.1112 | 9.5644 | 12.7043 | 31.1488 | 13.0366 | 9.51 | 12.4995 | 31.2406 | 12.9261 | 9.4294 | 12.2218 | 31.3214 | 12.8228 | 9.3541 | 12.005 | 31.3978 | 12.7345 | 9.2896 | 11.8507 | 31.4825 | 12.6647 | 9.2388 | 11.7067 | 31.5736 | 12.6155 | 9.2028 | 11.5622 | 31.6832 | 12.5463 | 9.1523 | 11.3889 | 36.1239 | 11.7529 | 8.5735 | 6.8535 | 40.018 | 10.8673 | 7.9276 | 2.7265 | 36.0768 | 11.7046 | 8.5383 | 6.8389 | 41.0784 | 10.5199 | 7.6741 | 1.5286 | 41.7429 | 10.3788 | 7.5712 | 0.95167 | 41.7926 | 10.254 | 7.4801 | 1.1682 | 31.0742 | 13.2125 | 9.6384 | 13.0692 | 31.0925 | 12.8252 | 9.3558 | 11.279 | 31.1452 | 12.7154 | 9.2757 | 10.919 | 31.2425 | 12.5851 | 9.1807 | 10.6408 | 31.3399 | 12.4837 | 9.1067 | 10.3979 | 31.472 | 12.384 | 9.034 | 10.158 | 31.6317 | 12.2637 | 8.9462 | 9.9244 | 31.8116 | 12.1541 | 8.8663 | 9.7086 | 32.0258 | 12.0514 | 8.7914 | 9.4917 | 36.5066 | 11.2351 | 8.1958 | 5.0064 | 41.9161 | 9.979 | 7.2795 | -0.50625 | 36.6085 | 11.1435 | 8.129 | 4.9754 | 46.7108 | 8.5799 | 6.2589 | -7.0043 | 47.8592 | 7.9391 | 5.7915 | -9.6253 | 46.3855 | 7.5242 | 5.4888 | -10.6097 | 31.0742 | 13.2125 | 9.6384 | 13.0692 | 31.0901 | 12.7875 | 9.3283 | 11.0591 | 31.1397 | 12.6786 | 9.2489 | 10.6946 | 31.2473 | 12.5449 | 9.1513 | 10.4234 | 31.3911 | 12.4331 | 9.0698 | 10.1692 | 31.5715 | 12.3469 | 9.0069 | 9.9289 | 31.7989 | 12.2506 | 8.9366 | 9.6848 | 32.0667 | 12.13 | 8.8486 | 9.4095 | 42.0704 | 10.3059 | 7.518 | -0.98142 | 42.02 | 10.1636 | 7.4142 | -1.353 | 42.6461 | 9.6828 | 7.0635 | -3.426 | 42.0298 | 10.0257 | 7.3136 | -1.735 | 43.9211 | 8.7377 | 6.374 | -6.3073 | 44.7042 | 8.1153 | 5.92 | -8.1241 | 44.3498 | 8.2106 | 5.9895 | -7.264
KNOTT MILL | BLOOM ST | SOUTH MANCHESTER | 383136 | 397725 | 30.3431 | 7.3047 | 5.3287 | 14.6212 | 30.5101 | 7.0919 | 5.1734 | 13.6168 | 30.6784 | 6.9702 | 5.0847 | 13.2058 | 30.8856 | 6.3377 | 4.6233 | 12.7087 | 31.0943 | 6.3038 | 4.5985 | 12.2207 | 31.3066 | 6.2359 | 4.549 | 11.6629 | 31.5345 | 6.1503 | 4.4865 | 11.1554 | 31.7733 | 6.0691 | 4.4273 | 10.7769 | 32.0385 | 5.9571 | 4.3457 | 10.2825 | 32.2647 | 5.8384 | 4.259 | 9.771 | 32.6101 | 5.2897 | 3.8588 | 7.6086 | 32.4845 | 5.7255 | 4.1767 | 9.3302 | 27.5254 | 4.4649 | 3.2571 | 3.9342 | 28.2789 | 4.5871 | 3.3462 | 0.9443 | 29.6473 | 4.8091 | 3.5082 | -1.6893 | 30.3331 | 7.3047 | 5.3287 | 14.6212 | 30.5052 | 7.1933 | 5.2474 | 13.9759 | 30.5738 | 7.1558 | 5.2201 | 13.7472 | 30.6837 | 7.0705 | 5.1578 | 13.3534 | 30.7914 | 6.9849 | 5.0954 | 12.9837 | 30.892 | 6.9015 | 5.0345 | 12.6078 | 31.0236 | 6.8143 | 4.971 | 12.1511 | 31.184 | 6.702 | 4.889 | 11.5994 | 31.3636 | 6.5739 | 4.7956 | 10.9714 | 31.4974 | 6.4976 | 4.7399 | 10.6227 | 31.9961 | 6.188 | 4.514 | 9.1837 | 31.6296 | 6.4175 | 4.6815 | 10.2541 | 32.5158 | 5.7678 | 4.2075 | 7.4601 | 32.8941 | 6.1415 | 4.4802 | 6.1732 | 33.1814 | 6.4375 | 4.696 | 4.9422 | 30.3431 | 7.3047 | 5.3287 | 14.6212 | 30.5101 | 7.1774 | 5.2358 | 13.9574 | 30.6784 | 7.0685 | 5.1564 | 13.6085 | 30.8856 | 6.4446 | 4.7012 | 13.1383 | 31.0943 | 6.41 | 4.676 | 12.6946 | 31.3066 | 6.3453 | 4.6288 | 12.2236 | 31.5345 | 6.2699 | 4.5738 | 11.7717 | 31.7733 | 6.203 | 4.525 | 11.457 | 32.0385 | 6.1013 | 4.4508 | 11.01 | 32.2647 | 5.9885 | 4.3685 | 10.5271 | 32.9347 | 5.5251 | 4.0305 | 8.797 | 32.4845 | 5.881 | 4.2901 | 10.1002 | 31.0701 | 5.0399 | 3.6765 | 6.9281 | 33.7434 | 5.4735 | 3.9928 | 5.5759 | 34.2952 | 5.9594 | 4.3473 | 4.4064 | 30.3478 | 7.3047 | 5.3287 | 14.6212 | 30.5153 | 7.0389 | 5.1348 | 13.4438 | 30.6988 | 6.9087 | 5.0398 | 13.0332 | 30.9366 | 6.3505 | 4.6326 | 12.5508 | 31.1933 | 6.3054 | 4.5997 | 12.0807 | 31.4565 | 6.2016 | 4.524 | 11.5823 | 31.7355 | 6.0912 | 4.4434 | 11.11 | 32.0191 | 5.9947 | 4.373 | 10.8028 | 32.3017 | 5.8627 | 4.2767 | 10.3585 | 32.4867 | 5.7207 | 4.1732 | 9.8951 | 31.2959 | 5.0765 | 3.7032 | 7.9243 | 32.6605 | 5.585 | 4.0742 | 9.5246 | 25.7881 | 4.1831 | 3.0515 | 4.4228 | 26.3392 | 4.2725 | 3.1167 | 1.5308 | 27.7762 | 4.5056 | 3.2868 | -0.97501 | 30.3478 | 7.3047 | 5.3287 | 14.6212 | 30.5053 | 7.0288 | 5.1274 | 13.3759 | 30.6769 | 6.888 | 5.0247 | 12.9928 | 30.9012 | 6.4128 | 4.678 | 12.5557 | 31.1437 | 6.3395 | 4.6246 | 12.1326 | 31.3926 | 6.2286 | 4.5437 | 11.6834 | 31.6576 | 6.1033 | 4.4523 | 11.2576 | 31.9325 | 5.9874 | 4.3677 | 10.9783 | 32.27 | 5.78 | 4.2164 | 10.2555 | 32.526 | 5.5626 | 4.0579 | 9.4434 | 28.8926 | 4.6867 | 3.4189 | 6.3707 | 32.7767 | 5.3477 | 3.9011 | 8.6865 | 23.5362 | 3.8178 | 2.785 | 3.0424 | 29.474 | 4.781 | 3.4876 | 0.66348 | 27.4764 | 4.4569 | 3.2513 | -0.29027
LAMBERHEAD | ORRELL | WASHWAY FARM / KIRKBY | 355516 | 404030 | 23.3681 | 10.3267 | 7.5332 | 17.2833 | 23.4693 | 9.7922 | 7.1433 | 14.4716 | 23.5595 | 9.6229 | 7.0198 | 13.7544 | 23.6792 | 9.4519 | 6.895 | 13.2661 | 23.8067 | 9.3068 | 6.7892 | 12.8206 | 23.9492 | 9.1668 | 6.687 | 12.3906 | 24.1094 | 9.0285 | 6.5862 | 11.9596 | 24.2896 | 8.9031 | 6.4947 | 11.5807 | 24.5042 | 8.7757 | 6.4017 | 11.2042 | 24.6689 | 8.6031 | 6.2759 | 10.815 | 25.2033 | 8.2065 | 5.9865 | 8.3049 | 24.8277 | 8.5598 | 6.2443 | 10.4681 | 25.6557 | 9.0439 | 6.5974 | 2.3489 | 25.9096 | 11.1839 | 8.1585 | -2.5399 | 26.0721 | 11.1064 | 8.102 | -5.996 | 23.3612 | 10.3267 | 7.5332 | 17.2833 | 23.4592 | 10.1967 | 7.4384 | 16.7056 | 23.4837 | 10.1694 | 7.4185 | 16.6413 | 23.5329 | 10.103 | 7.37 | 16.4618 | 23.5822 | 10.0416 | 7.3252 | 16.3168 | 23.6331 | 9.9861 | 7.2847 | 16.2176 | 23.7018 | 9.9122 | 7.2308 | 15.986 | 23.7903 | 9.8079 | 7.1547 | 15.6163 | 23.8881 | 9.6957 | 7.0729 | 15.1798 | 23.9518 | 9.6211 | 7.0185 | 14.8948 | 24.2074 | 9.5592 | 6.9733 | 13.9052 | 24.0141 | 9.6007 | 7.0036 | 14.6315 | 24.4664 | 10.6651 | 7.78 | 13.0587 | 24.6234 | 12.5716 | 9.1708 | 12.6856 | 24.7405 | 12.893 | 9.4053 | 12.5603 | 23.3681 | 10.3267 | 7.5332 | 17.2833 | 23.4694 | 10.1482 | 7.403 | 16.4968 | 23.5597 | 10.0263 | 7.314 | 16.0656 | 23.6794 | 9.8594 | 7.1923 | 15.6161 | 23.8076 | 9.7239 | 7.0935 | 15.2317 | 23.9504 | 9.6077 | 7.0087 | 14.9036 | 24.111 | 9.4877 | 6.9211 | 14.5936 | 24.2905 | 9.381 | 6.8433 | 14.3014 | 24.5052 | 9.2607 | 6.7556 | 13.9696 | 24.6693 | 9.0906 | 6.6314 | 13.5944 | 25.1957 | 8.9034 | 6.4949 | 12.2724 | 24.8269 | 9.0396 | 6.5943 | 13.2406 | 25.6161 | 10.6194 | 7.7467 | 11.1295 | 25.854 | 13.5607 | 9.8924 | 10.5637 | 25.9848 | 14.0901 | 10.2785 | 10.4161 | 23.371 | 10.3267 | 7.5332 | 17.2833 | 23.4824 | 9.6049 | 7.0066 | 13.4915 | 23.5949 | 9.4138 | 6.8673 | 12.7093 | 23.7483 | 9.2336 | 6.7358 | 12.271 | 23.9287 | 9.0594 | 6.6087 | 11.8809 | 24.1388 | 8.9036 | 6.4951 | 11.5409 | 24.3743 | 8.7529 | 6.3851 | 11.2437 | 24.6184 | 8.6194 | 6.2877 | 11.0249 | 24.9172 | 8.4771 | 6.1839 | 10.7799 | 25.118 | 8.2882 | 6.0461 | 10.4675 | 25.9248 | 7.7715 | 5.6692 | 8.2569 | 25.3002 | 8.2173 | 5.9944 | 10.2023 | 27.022 | 8.4987 | 6.1997 | 2.6763 | 27.5954 | 10.655 | 7.7727 | -1.8777 | 27.8236 | 10.6149 | 7.7434 | -5.0092 | 23.371 | 10.3267 | 7.5332 | 17.2833 | 23.4764 | 9.5311 | 6.9528 | 12.9955 | 23.5864 | 9.3328 | 6.8081 | 12.1628 | 23.7416 | 9.1506 | 6.6752 | 11.7251 | 23.9247 | 8.9966 | 6.5629 | 11.3403 | 24.1323 | 8.8522 | 6.4575 | 11.0253 | 24.3672 | 8.8204 | 6.4343 | 10.7512 | 24.6388 | 8.815 | 6.4305 | 10.3749 | 25.0246 | 8.637 | 6.3005 | 9.1394 | 25.3428 | 8.628 | 6.294 | 7.803 | 26.4736 | 13.1391 | 9.5848 | 2.7952 | 25.6467 | 8.8568 | 6.4609 | 6.5046 | 27.3551 | 11.7559 | 8.5758 | -2.4134 | 27.6653 | 10.9167 | 7.9636 | -5.5646 | 27.6906 | 10.7634 | 7.8518 | -4.9861
LANCASTER | LANCASTER | HEYSHAM | 348644 | 463628 | 25.7664 | 4.2422 | 3.049 | 8.351 | 24.0355 | 3.9573 | 2.8442 | 7.1642 | 22.5135 | 3.7067 | 2.6641 | 6.5338 | 20.1167 | 3.3121 | 2.3804 | 4.348 | 19.2188 | 3.1642 | 2.2742 | 3.7578 | 18.2932 | 3.0118 | 2.1647 | 3.3511 | 17.261 | 2.8419 | 2.0425 | 2.8338 | 16.4114 | 2.702 | 1.942 | 2.2571 | 15.6751 | 2.5808 | 1.8549 | 1.9276 | 14.8427 | 2.4437 | 1.7564 | 1.4248 | 12.1949 | 2.0078 | 1.443 | -1.2004 | 14.1102 | 2.3231 | 1.6697 | 1.0029 | 13.1969 | 2.1728 | 1.5616 | -8.2238 | 23.0335 | 3.7923 | 2.7256 | -13.533 | 25.2648 | 4.1597 | 2.9896 | -14.9739 | 25.7664 | 4.2422 | 3.049 | 8.351 | 24.8732 | 4.0952 | 2.9433 | 7.7189 | 24.6758 | 4.0627 | 2.9199 | 7.6788 | 24.2043 | 3.9851 | 2.8641 | 7.4574 | 23.7196 | 3.9053 | 2.8068 | 7.1999 | 23.4152 | 3.8551 | 2.7708 | 7.1559 | 22.8337 | 3.7594 | 2.702 | 6.8471 | 22.1303 | 3.6436 | 2.6187 | 6.3398 | 21.4412 | 3.5301 | 2.5372 | 5.9297 | 20.8652 | 3.4353 | 2.469 | 5.5773 | 20.0276 | 3.2974 | 2.3699 | 4.369 | 20.2597 | 3.3356 | 2.3974 | 5.2645 | 24.632 | 4.0555 | 2.9147 | 2.9208 | 29.5468 | 5.5353 | 3.9784 | 1.2419 | 29.8076 | 6.213 | 4.4654 | 2.0773 | 25.7664 | 4.2422 | 3.049 | 8.351 | 24.7543 | 4.0756 | 2.9292 | 7.6988 | 23.3216 | 3.8397 | 2.7597 | 7.2189 | 21.1624 | 3.4842 | 2.5042 | 5.1058 | 20.3385 | 3.3486 | 2.4067 | 4.6251 | 19.5861 | 3.2247 | 2.3177 | 4.3812 | 18.7787 | 3.0918 | 2.2221 | 4.0568 | 18.1141 | 2.9823 | 2.1435 | 3.6392 | 17.4455 | 2.8723 | 2.0644 | 3.3749 | 16.6322 | 2.7384 | 1.9681 | 2.8937 | 15.0432 | 2.4767 | 1.7801 | 1.204 | 15.8765 | 2.6139 | 1.8787 | 2.456 | 20.8423 | 3.4315 | 2.4663 | -1.6322 | 33.7183 | 5.7661 | 4.1442 | -3.2101 | 33.8231 | 6.6116 | 4.7519 | -2.1417 | 25.7664 | 4.2422 | 3.049 | 8.351 | 23.6089 | 3.887 | 2.7937 | 6.9502 | 21.8505 | 3.5975 | 2.5856 | 6.3374 | 19.9265 | 3.2807 | 2.3579 | 4.2799 | 18.9143 | 3.1141 | 2.2382 | 3.7647 | 17.7222 | 2.9178 | 2.0971 | 3.4611 | 15.3745 | 2.5313 | 1.8193 | 1.9638 | 14.2875 | 2.3523 | 1.6907 | 1.6267 | 13.2505 | 2.1816 | 1.568 | 1.5086 | 11.9416 | 1.9661 | 1.4131 | 1.1186 | 8.5248 | 1.4036 | 1.0088 | -1.2449 | 10.6464 | 1.7529 | 1.2598 | 0.8064 | 8.8702 | 1.4604 | 1.0496 | -7.8836 | 18.7649 | 3.0895 | 2.2205 | -12.8073 | 21.6082 | 3.5576 | 2.5569 | -13.6905 | 25.7664 | 4.2422 | 3.049 | 8.351 | 23.5251 | 3.8732 | 2.7838 | 6.8573 | 22.0283 | 3.6268 | 2.6066 | 6.2601 | 21.3042 | 3.5076 | 2.521 | 5.7128 | 17.6039 | 2.8984 | 2.0831 | 2.4403 | 16.6288 | 2.7378 | 1.9677 | 2.2777 | 16.1725 | 2.6627 | 1.9137 | 2.0318 | 16.0094 | 2.6358 | 1.8944 | 1.6351 | 15.433 | 2.5409 | 1.8262 | 0.71956 | 15.0095 | 2.4712 | 1.7761 | -0.52958 | 33.7249 | 5.5945 | 4.0209 | -5.5362 | 15.644 | 2.5757 | 1.8512 | -1.734 | 25.7208 | 4.2347 | 3.0436 | -10.7755 | 23.3167 | 3.8389 | 2.7591 | -14.5713 | 24.5584 | 4.0434 | 2.906 | -12.1305
LANGLEY | CHADDERTON | WHITEGATE | 386421 | 406330 | 31.2609 | 12.9962 | 9.3406 | 13.8778 | 31.5035 | 12.7791 | 9.1846 | 12.5163 | 31.6241 | 12.4631 | 8.9575 | 12.107 | 31.7692 | 12.1582 | 8.7383 | 11.4976 | 31.913 | 11.8967 | 8.5504 | 10.94 | 32.0639 | 11.7658 | 8.4563 | 10.3945 | 32.2286 | 11.6194 | 8.3511 | 9.7655 | 32.4086 | 11.4832 | 8.2532 | 9.1621 | 32.6115 | 11.3207 | 8.1364 | 8.582 | 32.7669 | 11.1927 | 8.0444 | 8.0441 | 33.3104 | 10.491 | 7.5401 | 4.9937 | 32.9141 | 11.0749 | 7.9597 | 7.5684 | 33.8103 | 9.2638 | 6.6581 | -1.7649 | 34.1366 | 8.6083 | 6.187 | -7.2174 | 34.379 | 7.8517 | 5.6432 | -11.5131 | 31.2554 | 12.9962 | 9.3406 | 13.8778 | 31.5077 | 12.8126 | 9.2086 | 12.6757 | 31.566 | 12.6433 | 9.087 | 12.5302 | 31.662 | 12.4957 | 8.9809 | 12.1047 | 31.7558 | 12.3277 | 8.8602 | 11.725 | 31.8513 | 12.1778 | 8.7524 | 11.394 | 31.9761 | 11.999 | 8.624 | 10.9258 | 32.1294 | 11.873 | 8.5333 | 10.3372 | 32.3032 | 11.7277 | 8.4289 | 9.7449 | 32.3939 | 11.6164 | 8.3489 | 9.3264 | 32.6642 | 11.3599 | 8.1646 | 7.7157 | 32.4699 | 11.4785 | 8.2499 | 8.924 | 32.9544 | 11.2133 | 8.0592 | 6.0347 | 33.1864 | 11.3715 | 8.1729 | 4.9016 | 33.385 | 11.3626 | 8.1665 | 3.9523 | 31.2609 | 12.9962 | 9.3406 | 13.8778 | 31.5036 | 12.8312 | 9.222 | 12.7259 | 31.6243 | 12.6612 | 9.0998 | 12.4175 | 31.7694 | 12.4308 | 8.9343 | 11.8813 | 31.9137 | 12.199 | 8.7676 | 11.4335 | 32.0649 | 11.9753 | 8.6069 | 11.0596 | 32.2298 | 11.7831 | 8.4687 | 10.6342 | 32.4093 | 11.6807 | 8.3952 | 10.1866 | 32.6122 | 11.546 | 8.2983 | 9.7059 | 32.7672 | 11.4078 | 8.199 | 9.2122 | 33.3041 | 10.931 | 7.8563 | 7.3317 | 32.9135 | 11.2973 | 8.1196 | 8.7383 | 33.7773 | 10.6197 | 7.6326 | 5.4232 | 34.0902 | 10.7791 | 7.7472 | 4.1855 | 34.3062 | 10.7349 | 7.7154 | 3.3686 | 31.2632 | 12.9962 | 9.3406 | 13.8778 | 31.5106 | 12.7923 | 9.1941 | 12.457 | 31.6482 | 12.5756 | 9.0383 | 12.0734 | 31.8171 | 12.3004 | 8.8405 | 11.4932 | 32.0005 | 12.0341 | 8.6491 | 10.9741 | 32.2041 | 11.7816 | 8.4677 | 10.4945 | 32.4276 | 11.5218 | 8.281 | 9.9582 | 32.6446 | 11.3546 | 8.1608 | 9.4675 | 32.8972 | 11.1776 | 8.0335 | 8.9811 | 33.0814 | 11.0292 | 7.9269 | 8.5155 | 33.7297 | 10.1466 | 7.2926 | 5.6872 | 33.2444 | 10.8699 | 7.8124 | 8.1167 | 34.5007 | 8.7887 | 6.3166 | -0.83669 | 34.9848 | 8.0628 | 5.7949 | -6.0857 | 35.3209 | 7.4138 | 5.3284 | -10.1814 | 31.2632 | 12.9962 | 9.3406 | 13.8778 | 31.4896 | 12.7884 | 9.1913 | 12.4732 | 31.6007 | 12.7329 | 9.1514 | 12.1412 | 31.7524 | 12.5732 | 9.0366 | 11.6093 | 31.9204 | 12.4155 | 8.9233 | 11.1453 | 32.1011 | 12.2284 | 8.7888 | 10.7398 | 32.2937 | 12.0875 | 8.6875 | 10.2738 | 32.4926 | 11.9312 | 8.5752 | 9.7184 | 32.7709 | 11.589 | 8.3293 | 8.2933 | 32.9986 | 11.2476 | 8.0838 | 6.8227 | 33.7928 | 10.3159 | 7.4143 | 1.1155 | 33.2161 | 10.9166 | 7.846 | 5.3749 | 34.5259 | 8.6321 | 6.2041 | -4.934 | 34.9075 | 8.0487 | 5.7847 | -8.7577 | 35.0166 | 7.8019 | 5.6074 | -8.9038
LANGROYD RD | NELSON | PADIHAM | 389077 | 440584 | 29.7363 | 13.3736 | 9.7559 | 15.8356 | 29.9404 | 13.1889 | 9.6211 | 15.1681 | 30.0927 | 13.1163 | 9.5681 | 14.7802 | 30.2615 | 12.9402 | 9.4397 | 14.4077 | 30.4373 | 12.7213 | 9.28 | 14.0496 | 30.6196 | 12.5554 | 9.159 | 13.6846 | 30.7608 | 12.5121 | 9.1274 | 13.2976 | 30.918 | 12.3919 | 9.0397 | 12.9497 | 31.0973 | 12.4535 | 9.0847 | 12.5974 | 31.2255 | 12.4772 | 9.1019 | 12.2741 | 31.6681 | 12.1808 | 8.8857 | 10.0707 | 31.3467 | 12.4914 | 9.1123 | 12.0136 | 32.0459 | 10.5826 | 7.7199 | 4.3541 | 32.2201 | 10.1895 | 7.4331 | -0.019087 | 32.2724 | 9.3912 | 6.8507 | -2.8267 | 29.7398 | 13.3736 | 9.7559 | 15.8356 | 29.9481 | 13.303 | 9.7044 | 15.5051 | 30.0145 | 13.3511 | 9.7394 | 15.5058 | 30.1077 | 13.3227 | 9.7187 | 15.4086 | 30.2107 | 13.2883 | 9.6937 | 15.3335 | 30.3218 | 13.256 | 9.6701 | 15.2903 | 30.3871 | 13.1777 | 9.613 | 15.0924 | 30.485 | 13.0603 | 9.5273 | 14.7401 | 30.6058 | 12.9255 | 9.429 | 14.3294 | 30.6487 | 12.8279 | 9.3578 | 14.0875 | 30.8105 | 12.4517 | 9.0833 | 13.2622 | 30.6893 | 12.722 | 9.2805 | 13.8613 | 30.9704 | 12.5026 | 9.1205 | 12.5365 | 31.049 | 12.8546 | 9.3772 | 12.2618 | 31.0817 | 12.5778 | 9.1753 | 12.1976 | 29.7363 | 13.3736 | 9.7559 | 15.8356 | 29.9404 | 13.2697 | 9.6801 | 15.4834 | 30.0927 | 13.1749 | 9.6109 | 15.1889 | 30.2615 | 12.974 | 9.4644 | 14.8622 | 30.4373 | 12.7649 | 9.3118 | 14.5735 | 30.6203 | 12.6922 | 9.2588 | 14.3181 | 30.7602 | 12.6405 | 9.2211 | 14.06 | 30.9165 | 12.4944 | 9.1145 | 13.8071 | 31.0948 | 12.5606 | 9.1628 | 13.4959 | 31.2221 | 12.598 | 9.19 | 13.1817 | 31.6617 | 12.5484 | 9.1539 | 12.1421 | 31.3424 | 12.6208 | 9.2067 | 12.9049 | 32.0262 | 11.7485 | 8.5703 | 11.1849 | 32.1836 | 12.2717 | 8.9521 | 10.7731 | 32.2264 | 11.9624 | 8.7264 | 10.7666 | 29.7356 | 13.3736 | 9.7559 | 15.8356 | 29.9451 | 13.0892 | 9.5484 | 15.0163 | 30.102 | 12.9358 | 9.4365 | 14.6265 | 30.2912 | 12.7909 | 9.3308 | 14.2789 | 30.4972 | 13.07 | 9.5344 | 13.9458 | 30.7105 | 12.9732 | 9.4638 | 13.6243 | 30.915 | 12.9305 | 9.4326 | 13.2964 | 31.1122 | 12.5765 | 9.1744 | 13.023 | 31.355 | 12.2919 | 8.9668 | 12.7314 | 31.5264 | 12.3618 | 9.0178 | 12.4468 | 32.2262 | 11.6816 | 8.5215 | 10.4472 | 31.6814 | 12.3312 | 8.9954 | 12.2301 | 33.204 | 10.3068 | 7.5187 | 5.1834 | 33.7835 | 9.225 | 6.7295 | 1.2047 | 33.9347 | 8.5285 | 6.2214 | -1.3304 | 29.7356 | 13.3736 | 9.7559 | 15.8356 | 29.932 | 13.0899 | 9.5489 | 14.9561 | 30.0757 | 13.0284 | 9.504 | 14.572 | 30.2532 | 12.9101 | 9.4178 | 14.2366 | 30.4468 | 13.0018 | 9.4846 | 13.9243 | 30.6465 | 13.0649 | 9.5307 | 13.6433 | 30.8345 | 13.068 | 9.5329 | 13.3574 | 31.0421 | 12.9836 | 9.4714 | 12.9448 | 31.3909 | 12.6795 | 9.2495 | 11.6809 | 31.6812 | 12.2203 | 8.9145 | 10.384 | 32.6876 | 11.4018 | 8.3174 | 5.6679 | 31.9558 | 11.6564 | 8.5032 | 9.149 | 33.4925 | 9.9084 | 7.228 | 0.86275 | 33.8099 | 9.0673 | 6.6145 | -1.7027 | 33.7665 | 8.9506 | 6.5294 | -0.74194
LEIGH | ATHERTON | KEARSLEY | 365863 | 399907 | 19.4598 | 19.4598 | 19.4598 | 12.1161 | 19.5218 | 19.5218 | 19.5218 | 11.4857 | 19.5457 | 19.5457 | 19.5457 | 11.2392 | 19.5788 | 19.5788 | 19.5788 | 11.2193 | 19.6102 | 19.6102 | 19.6102 | 11.0795 | 19.6422 | 19.6422 | 19.6422 | 10.9624 | 19.6777 | 19.6777 | 19.6777 | 10.8854 | 19.7169 | 19.7169 | 19.7169 | 10.7346 | 19.7602 | 19.7602 | 19.7602 | 10.5936 | 19.7894 | 19.7894 | 19.7894 | 10.5339 | 19.8924 | 19.8924 | 19.8924 | 9.7641 | 19.8168 | 19.8168 | 19.8168 | 10.4581 | 20.0016 | 20.0016 | 19.6245 | 7.768 | 20.0708 | 20.0708 | 19.7305 | 6.1247 | 20.1211 | 20.1211 | 19.5915 | 5.0559 | 19.4581 | 19.4581 | 19.4581 | 12.1161 | 19.531 | 19.531 | 19.531 | 11.8278 | 19.5374 | 19.5374 | 19.5374 | 11.7325 | 19.5565 | 19.5565 | 19.5565 | 11.793 | 19.574 | 19.574 | 19.574 | 11.7411 | 19.591 | 19.591 | 19.591 | 11.7194 | 19.6182 | 19.6182 | 19.6182 | 11.6964 | 19.6536 | 19.6536 | 19.6536 | 11.5579 | 19.6971 | 19.6971 | 19.6971 | 11.3944 | 19.709 | 19.709 | 19.709 | 11.372 | 19.7543 | 19.7543 | 19.7543 | 11.1734 | 19.7199 | 19.7199 | 19.7199 | 11.3387 | 19.8081 | 19.8081 | 19.8081 | 10.9946 | 19.8496 | 19.8496 | 19.8496 | 10.8603 | 19.8776 | 19.8776 | 19.8776 | 10.8159 | 19.4598 | 19.4598 | 19.4598 | 12.1161 | 19.5219 | 19.5219 | 19.5219 | 11.7767 | 19.5458 | 19.5458 | 19.5458 | 11.5809 | 19.579 | 19.579 | 19.579 | 11.5705 | 19.6107 | 19.6107 | 19.6107 | 11.4534 | 19.6428 | 19.6428 | 19.6428 | 11.369 | 19.6785 | 19.6785 | 19.6785 | 11.3279 | 19.7173 | 19.7173 | 19.7173 | 11.2086 | 19.7607 | 19.7607 | 19.7607 | 11.0856 | 19.7896 | 19.7896 | 19.7896 | 11.0291 | 19.8886 | 19.8886 | 19.8886 | 10.6848 | 19.8164 | 19.8164 | 19.8164 | 10.9485 | 19.9818 | 19.9818 | 19.9668 | 10.3871 | 20.0429 | 20.0429 | 20.0429 | 10.181 | 20.0775 | 20.0775 | 20.0775 | 10.1226 | 19.4602 | 19.4602 | 19.4602 | 12.1161 | 19.5214 | 19.5214 | 19.5214 | 11.3191 | 19.5452 | 19.5452 | 19.5452 | 11.0638 | 19.5812 | 19.5812 | 19.5812 | 11.0601 | 19.6185 | 19.6185 | 19.6185 | 10.9348 | 19.6582 | 19.6582 | 19.6582 | 10.8389 | 19.7024 | 19.7024 | 19.7024 | 10.7553 | 19.7494 | 19.7494 | 19.7494 | 10.638 | 19.8059 | 19.8059 | 19.8059 | 10.5476 | 19.8459 | 19.8459 | 19.8459 | 10.4582 | 20.0058 | 20.0058 | 19.7446 | 9.8027 | 19.8832 | 19.8832 | 19.8832 | 10.3574 | 20.2183 | 20.2183 | 19.4274 | 7.8962 | 20.3388 | 20.3388 | 19.5895 | 6.32 | 20.3933 | 20.3933 | 19.4493 | 5.3426 | 19.4602 | 19.4602 | 19.4602 | 12.1161 | 19.5129 | 19.5129 | 19.5129 | 11.25 | 19.5273 | 19.5273 | 19.5273 | 11.0078 | 19.5543 | 19.5543 | 19.5543 | 11.0258 | 19.5838 | 19.5838 | 19.5838 | 10.9211 | 19.616 | 19.616 | 19.616 | 10.8351 | 19.6537 | 19.6537 | 19.6537 | 10.7566 | 19.699 | 19.699 | 19.699 | 10.6077 | 19.7691 | 19.7691 | 19.7691 | 10.1887 | 19.8294 | 19.8294 | 19.8294 | 9.7841 | 20.0438 | 20.0438 | 19.9179 | 8.0752 | 19.8875 | 19.8875 | 19.8733 | 9.3587 | 20.2438 | 20.2438 | 19.619 | 6.3108 | 20.3236 | 20.3236 | 19.5069 | 5.2496 | 20.3022 | 20.3022 | 19.4892 | 5.597
LEVENSHULME | LONGSIGHT | BREDBURY | 387494 | 394155 | 23.9633 | 14.3728 | 10.4848 | 5.1526 | 24.1685 | 14.1099 | 10.2929 | 3.8952 | 24.2888 | 13.8613 | 10.1116 | 3.552 | 24.4458 | 13.7017 | 9.9952 | 3.3345 | 24.6021 | 13.4988 | 9.8472 | 2.901 | 24.7709 | 13.3261 | 9.7212 | 2.2544 | 24.9621 | 13.1873 | 9.6199 | 1.8312 | 25.1786 | 13.1172 | 9.5688 | 1.7673 | 25.4229 | 12.9541 | 9.4499 | 1.2472 | 25.6006 | 12.8102 | 9.3449 | 0.80868 | 26.1541 | 12.1009 | 8.8274 | -1.8249 | 25.7519 | 12.7073 | 9.2698 | 0.61082 | 26.7595 | 10.6465 | 7.7665 | -8.7245 | 27.1544 | 9.4869 | 6.9206 | -14.2178 | 27.4663 | 8.7275 | 6.3666 | -17.7769 | 23.9497 | 14.3728 | 10.4848 | 5.1526 | 24.1609 | 14.2303 | 10.3808 | 4.3313 | 24.203 | 14.1221 | 10.3019 | 4.3448 | 24.2728 | 14.0136 | 10.2227 | 4.3761 | 24.3468 | 13.7844 | 10.0555 | 4.2195 | 24.4273 | 13.7213 | 10.0095 | 3.7929 | 24.5367 | 13.5855 | 9.9104 | 3.4807 | 24.6797 | 13.5122 | 9.857 | 3.1934 | 24.8433 | 13.4089 | 9.7816 | 2.6073 | 24.924 | 13.3631 | 9.7482 | 2.344 | 25.2287 | 13.1365 | 9.5829 | 1.3351 | 24.9962 | 13.316 | 9.7138 | 2.1093 | 25.5866 | 12.9429 | 9.4417 | 0.39637 | 25.8827 | 12.9178 | 9.4234 | -0.2032 | 26.1189 | 12.8845 | 9.3991 | -0.46024 | 23.9633 | 14.3728 | 10.4848 | 5.1526 | 24.1706 | 14.2259 | 10.3776 | 4.3576 | 24.2914 | 14.0231 | 10.2297 | 4.1067 | 24.4487 | 13.9025 | 10.1417 | 3.9344 | 24.6067 | 13.7245 | 10.0118 | 3.5792 | 24.7765 | 13.5353 | 9.8738 | 3.0583 | 24.9662 | 13.3816 | 9.7617 | 2.7702 | 25.1788 | 13.3294 | 9.7236 | 2.7897 | 25.4215 | 13.175 | 9.611 | 2.3428 | 25.5955 | 13.0408 | 9.5131 | 1.941 | 26.1242 | 12.5989 | 9.1907 | 0.8393 | 25.7447 | 12.957 | 9.452 | 1.8438 | 26.6182 | 12.1744 | 8.8811 | -0.39973 | 26.9462 | 11.9101 | 8.6883 | -1.1233 | 27.1522 | 11.6776 | 8.5187 | -1.3257 | 23.969 | 14.3728 | 10.4848 | 5.1526 | 24.1818 | 14.06 | 10.2566 | 3.7002 | 24.3236 | 13.7633 | 10.0401 | 3.3518 | 24.5143 | 13.7084 | 10.0001 | 3.1396 | 24.7228 | 13.4962 | 9.8453 | 2.7069 | 24.9592 | 13.235 | 9.6547 | 2.0676 | 25.2246 | 13.0121 | 9.4921 | 1.6657 | 25.5135 | 12.9007 | 9.4109 | 1.6279 | 25.8375 | 12.7143 | 9.2749 | 1.1183 | 26.0564 | 12.5346 | 9.1438 | 0.6675 | 27.0425 | 11.7016 | 8.5362 | -1.4828 | 26.2658 | 12.4055 | 9.0497 | 0.56335 | 28.5253 | 10.0927 | 7.3625 | -7.9713 | 29.303 | 8.9187 | 6.5061 | -13.2782 | 29.669 | 8.2044 | 5.985 | -16.5655 | 23.969 | 14.3728 | 10.4848 | 5.1526 | 24.1647 | 14.0544 | 10.2525 | 3.6471 | 24.2866 | 13.936 | 10.1661 | 3.3444 | 24.4435 | 13.8852 | 10.129 | 3.1801 | 24.6405 | 13.7699 | 10.045 | 2.7929 | 24.876 | 13.5687 | 9.8982 | 2.213 | 25.1496 | 13.4064 | 9.7798 | 1.8648 | 25.4646 | 13.2678 | 9.6786 | 1.7324 | 25.9139 | 12.8839 | 9.3986 | 0.36893 | 26.2831 | 12.5311 | 9.1413 | -1.0239 | 27.6121 | 11.0146 | 8.035 | -7.0179 | 26.6398 | 12.1539 | 8.8661 | -2.5686 | 28.8113 | 9.269 | 6.7616 | -13.1622 | 29.3505 | 8.456 | 6.1685 | -16.7163 | 29.4053 | 8.4186 | 6.1413 | -15.5841
LEYLAND NATIONAL | STAINBURN & SIDDICK | HARKER / HUTTON | 301973 | 525948 | 2.6844 | 0.44197 | 0.31765 | 2.6844 | 2.6844 | 0.44197 | 0.31765 | 2.6844 | 2.6844 | 0.44197 | 0.31765 | 2.6844 | 2.6844 | 0.44197 | 0.31765 | 2.6844 | 2.6844 | 0.44197 | 0.31765 | 2.6844 | 2.6844 | 0.44197 | 0.31765 | 2.6844 | 2.6844 | 0.44197 | 0.31765 | 2.6844 | 2.6844 | 0.44197 | 0.31765 | 2.6844 | 2.6844 | 0.44197 | 0.31765 | 2.6844 | 2.6844 | 0.44197 | 0.31765 | 2.6844 | 2.6844 | 0.44197 | 0.31765 | 2.6844 | 2.6844 | 0.44197 | 0.31765 | 2.6844 | 2.6844 | 0.44197 | 0.31765 | 2.6844 | 11.7113 | 2.3938 | 1.7205 | 11.7113 | 11.8679 | 3.1618 | 2.2724 | 11.8679 | 2.6844 | 0.44197 | 0.31765 | 2.6844 | 2.6844 | 0.44197 | 0.31765 | 2.6844 | 2.6844 | 0.44197 | 0.31765 | 2.6844 | 2.6844 | 0.44197 | 0.31765 | 2.6844 | 2.6844 | 0.44197 | 0.31765 | 2.6844 | 2.6844 | 0.44197 | 0.31765 | 2.6844 | 2.6844 | 0.44197 | 0.31765 | 2.6844 | 2.6844 | 0.44197 | 0.31765 | 2.6844 | 2.6844 | 0.44197 | 0.31765 | 2.6844 | 2.6844 | 0.44197 | 0.31765 | 2.6844 | 2.6844 | 0.44197 | 0.31765 | 2.6844 | 2.6844 | 0.44197 | 0.31765 | 2.6844 | 2.6844 | 0.44197 | 0.31765 | 2.6844 | 0.38585 | 0.063527 | 0.045658 | 0.38585 | 5.1418 | 0.84655 | 0.60843 | 5.1418 | 2.6844 | 0.44197 | 0.31765 | 2.6844 | 2.6844 | 0.44197 | 0.31765 | 2.6844 | 2.6844 | 0.44197 | 0.31765 | 2.6844 | 2.6844 | 0.44197 | 0.31765 | 2.6844 | 2.6844 | 0.44197 | 0.31765 | 2.6844 | 2.6844 | 0.44197 | 0.31765 | 2.6844 | 2.6844 | 0.44197 | 0.31765 | 2.6844 | 2.6844 | 0.44197 | 0.31765 | 2.6844 | 2.6844 | 0.44197 | 0.31765 | 2.6844 | 2.6844 | 0.44197 | 0.31765 | 2.6844 | 2.6844 | 0.44197 | 0.31765 | 2.6844 | 2.6844 | 0.44197 | 0.31765 | 2.6844 | 2.6844 | 0.44197 | 0.31765 | 2.6844 | 11.5954 | 2.4054 | 1.7288 | 11.5954 | 11.6884 | 3.7197 | 2.6734 | 11.6884 | 2.6844 | 0.44197 | 0.31765 | 2.6844 | 2.6844 | 0.44197 | 0.31765 | 2.6844 | 2.6844 | 0.44197 | 0.31765 | 2.6844 | 2.6844 | 0.44197 | 0.31765 | 2.6844 | 2.6844 | 0.44197 | 0.31765 | 2.6844 | 2.6844 | 0.44197 | 0.31765 | 2.6844 | 2.6844 | 0.44197 | 0.31765 | 2.6844 | 2.6844 | 0.44197 | 0.31765 | 2.6844 | 2.6844 | 0.44197 | 0.31765 | 2.6844 | 2.6844 | 0.44197 | 0.31765 | 2.6844 | 2.6844 | 0.44197 | 0.31765 | 2.6844 | 2.6844 | 0.44197 | 0.31765 | 2.6844 | 2.6844 | 0.44197 | 0.31765 | 2.6844 | 6.5602 | 1.0801 | 0.77628 | 6.5602 | 10.4762 | 1.7248 | 1.2397 | 10.4762 | 2.6844 | 0.44197 | 0.31765 | 2.6844 | 2.6844 | 0.44197 | 0.31765 | 2.6844 | 2.6844 | 0.44197 | 0.31765 | 2.6844 | 2.6844 | 0.44197 | 0.31765 | 2.6844 | 2.6844 | 0.44197 | 0.31765 | 2.6844 | 2.6844 | 0.44197 | 0.31765 | 2.6844 | 2.6844 | 0.44197 | 0.31765 | 2.6844 | 2.6844 | 0.44197 | 0.31765 | 2.6844 | 2.6844 | 0.44197 | 0.31765 | 2.6844 | 2.6844 | 0.44197 | 0.31765 | 2.6844 | 11.6602 | 3.9576 | 2.8444 | 11.6602 | 2.6844 | 0.44197 | 0.31765 | 2.6844 | 12.1676 | 2.2928 | 1.6478 | 12.1676 | 12.4206 | 2.2559 | 1.6213 | 12.4206 | 10.4293 | 1.7171 | 1.2341 | 10.4293
LITTLE HULTON | KEARSLEY LOCAL | KEARSLEY | 372024 | 403826 | 22.7205 | 12.8479 | 9.234 | 8.259 | 22.909 | 12.5936 | 9.0513 | 6.8276 | 23.0207 | 12.4222 | 8.9281 | 5.9434 | 23.172 | 12.261 | 8.8122 | 5.0993 | 23.324 | 11.9386 | 8.5805 | 3.6097 | 23.4944 | 11.707 | 8.4141 | 2.0919 | 23.6894 | 11.5061 | 8.2697 | 0.95256 | 23.8917 | 11.2617 | 8.094 | -0.10179 | 24.1016 | 11.1093 | 7.9845 | -0.97386 | 24.27 | 10.9896 | 7.8984 | -1.4732 | 25.0288 | 10.0508 | 7.2237 | -4.3326 | 24.4482 | 10.8453 | 7.7947 | -1.8963 | 26.1363 | 8.4862 | 6.0992 | -11.0056 | 26.9681 | 6.8248 | 4.9051 | -16.33 | 27.7936 | 5.7801 | 4.1543 | -20.6421 | 22.7108 | 12.8479 | 9.234 | 8.259 | 22.9027 | 12.6851 | 9.117 | 7.3126 | 22.9314 | 12.6012 | 9.0567 | 6.9462 | 22.9967 | 12.4831 | 8.9719 | 6.4937 | 23.0561 | 12.339 | 8.8683 | 5.6962 | 23.1129 | 12.193 | 8.7633 | 4.9145 | 23.203 | 12.0578 | 8.6661 | 4.2446 | 23.3299 | 11.9296 | 8.574 | 3.4979 | 23.4793 | 11.7968 | 8.4786 | 2.8013 | 23.5775 | 11.7284 | 8.4294 | 2.4271 | 24.0356 | 11.4585 | 8.2354 | 1.0375 | 23.6853 | 11.6735 | 8.39 | 2.1029 | 24.6453 | 11.1695 | 8.0277 | -0.48383 | 25.2753 | 10.8436 | 7.7935 | -1.4764 | 25.8417 | 10.4982 | 7.5453 | -2.2814 | 22.7205 | 12.8479 | 9.234 | 8.259 | 22.9113 | 12.6742 | 9.1092 | 7.2383 | 23.0239 | 12.517 | 8.9962 | 6.4779 | 23.1759 | 12.3884 | 8.9038 | 5.7023 | 23.3348 | 12.072 | 8.6764 | 4.3131 | 23.5088 | 11.8645 | 8.5272 | 2.9588 | 23.7051 | 11.6999 | 8.409 | 2.0153 | 23.8994 | 11.5185 | 8.2786 | 1.109 | 24.1093 | 11.3336 | 8.1457 | 0.33781 | 24.2707 | 11.2472 | 8.0836 | -0.1107 | 24.9442 | 10.5658 | 7.5938 | -1.7734 | 24.4354 | 11.1322 | 8.001 | -0.51952 | 25.7087 | 9.8892 | 7.1076 | -3.517 | 26.387 | 9.2292 | 6.6332 | -4.6239 | 26.9271 | 8.8074 | 6.3301 | -5.3578 | 22.7246 | 12.8479 | 9.234 | 8.259 | 22.9163 | 12.538 | 9.0113 | 6.5898 | 23.0419 | 12.3808 | 8.8984 | 5.7115 | 23.2213 | 12.2194 | 8.7824 | 4.8991 | 23.4275 | 11.9184 | 8.566 | 3.4431 | 23.6857 | 11.6465 | 8.3705 | 1.9723 | 23.9468 | 11.3762 | 8.1763 | 0.90282 | 24.2256 | 11.0381 | 7.9333 | -0.063012 | 24.5632 | 10.5917 | 7.6125 | -0.87167 | 24.8631 | 10.4326 | 7.4981 | -1.3496 | 26.292 | 9.4316 | 6.7787 | -4.311 | 25.1846 | 10.2869 | 7.3934 | -1.7651 | 27.9337 | 7.5093 | 5.3971 | -11.0677 | 28.6831 | 6.0359 | 4.3381 | -16.3103 | 29.0984 | 4.9515 | 3.5587 | -20.168 | 22.7246 | 12.8479 | 9.234 | 8.259 | 22.8995 | 12.5309 | 9.0062 | 6.5038 | 23.006 | 12.3858 | 8.9019 | 5.6525 | 23.1771 | 12.2428 | 8.7991 | 4.8683 | 23.4063 | 11.9223 | 8.5688 | 3.4289 | 23.6903 | 11.6788 | 8.3938 | 1.9912 | 23.9971 | 11.4539 | 8.2322 | 0.94144 | 24.3401 | 11.1231 | 7.9944 | -0.14923 | 24.7942 | 10.6275 | 7.6382 | -1.9488 | 25.2173 | 10.2058 | 7.3351 | -3.4859 | 26.7833 | 8.465 | 6.084 | -9.3418 | 25.6495 | 9.7854 | 7.0329 | -4.9649 | 27.9568 | 6.7438 | 4.8469 | -15.6506 | 28.5005 | 5.6958 | 4.0937 | -19.3747 | 28.5727 | 5.3922 | 3.8754 | -19.3219
LITTLE SALKELD | PENRITH & SHAP | HARKER / HUTTON | 356221 | 537513 | 16.2829 | 16.2829 | 16.2829 | 9.1861 | 16.4473 | 16.4473 | 16.4473 | 9.086 | 16.5448 | 16.5448 | 16.5448 | 8.9235 | 16.6047 | 16.6047 | 16.6047 | 8.6731 | 16.6637 | 16.6637 | 16.6637 | 8.4654 | 16.7286 | 16.7286 | 16.7286 | 8.1747 | 16.8035 | 16.8035 | 16.8035 | 7.877 | 16.897 | 16.897 | 16.897 | 7.5463 | 17.0289 | 17.0289 | 17.0289 | 7.1962 | 17.1147 | 17.1147 | 17.1147 | 6.8546 | 17.4148 | 17.4148 | 17.3072 | 5.4363 | 17.1922 | 17.1922 | 17.1922 | 6.5446 | 17.733 | 17.733 | 16.9223 | 3.817 | 17.9325 | 17.9325 | 16.6595 | 3.0608 | 18.0581 | 18.0581 | 16.4274 | 2.5317 | 16.2797 | 16.2797 | 16.2797 | 9.1861 | 16.4314 | 16.4314 | 16.4314 | 9.0817 | 16.4893 | 16.4893 | 16.4893 | 9.0822 | 16.5454 | 16.5454 | 16.5454 | 8.9798 | 16.5773 | 16.5773 | 16.5773 | 8.9184 | 16.6111 | 16.6111 | 16.6111 | 8.8161 | 16.6598 | 16.6598 | 16.6598 | 8.6377 | 16.717 | 16.717 | 16.717 | 8.3985 | 16.7759 | 16.7759 | 16.7759 | 8.1487 | 16.8066 | 16.8066 | 16.8066 | 7.9954 | 16.9726 | 16.9726 | 16.9726 | 7.3633 | 16.838 | 16.838 | 16.838 | 7.8732 | 17.1954 | 17.1954 | 17.1954 | 6.28 | 17.3641 | 17.3641 | 17.3641 | 5.0384 | 17.4886 | 17.4886 | 17.1984 | 4.1796 | 16.2829 | 16.2829 | 16.2829 | 9.1861 | 16.4493 | 16.4493 | 16.4493 | 9.1098 | 16.5457 | 16.5457 | 16.5457 | 8.9758 | 16.6057 | 16.6057 | 16.6057 | 8.78 | 16.6656 | 16.6656 | 16.6656 | 8.6445 | 16.7309 | 16.7309 | 16.7309 | 8.5937 | 16.8052 | 16.8052 | 16.8052 | 8.4618 | 16.8971 | 16.8971 | 16.8971 | 8.3276 | 17.0283 | 17.0283 | 17.0283 | 8.0823 | 17.1126 | 17.1126 | 17.1126 | 7.7817 | 17.3993 | 17.3993 | 17.3993 | 6.6119 | 17.1878 | 17.1878 | 17.1878 | 7.5131 | 17.6629 | 17.6629 | 17.172 | 5.4028 | 17.8273 | 17.8273 | 16.9083 | 4.5115 | 17.9017 | 17.9017 | 16.754 | 4.4952 | 16.2845 | 16.2845 | 16.2845 | 9.1861 | 16.4802 | 16.4802 | 16.4802 | 9.1071 | 16.5633 | 16.5633 | 16.5633 | 8.9671 | 16.6375 | 16.6375 | 16.6375 | 8.7365 | 16.7246 | 16.7246 | 16.7246 | 8.5519 | 16.8284 | 16.8284 | 16.8284 | 8.2807 | 16.9466 | 16.9466 | 16.9466 | 8.0227 | 17.0694 | 17.0694 | 17.0694 | 7.721 | 17.213 | 17.213 | 17.213 | 7.2126 | 17.3251 | 17.3251 | 17.1881 | 6.7834 | 17.7647 | 17.7647 | 16.6968 | 5.1591 | 17.4356 | 17.4356 | 17.0376 | 6.3889 | 18.1988 | 18.1988 | 16.2211 | 3.6215 | 18.4142 | 18.4142 | 15.9155 | 2.9591 | 18.5044 | 18.5044 | 15.7107 | 2.6501 | 16.2845 | 16.2845 | 16.2845 | 9.1861 | 16.4747 | 16.4747 | 16.4747 | 9.1217 | 16.5502 | 16.5502 | 16.5502 | 8.9887 | 16.622 | 16.622 | 16.622 | 8.7416 | 16.7103 | 16.7103 | 16.7103 | 8.5489 | 16.8143 | 16.8143 | 16.8143 | 8.2582 | 16.9354 | 16.9354 | 16.9354 | 7.9788 | 17.0563 | 17.0563 | 17.0563 | 7.6314 | 17.2103 | 17.2103 | 17.2103 | 7.0565 | 17.3381 | 17.3381 | 17.3381 | 6.5556 | 17.8059 | 17.8059 | 16.9846 | 4.7674 | 17.4623 | 17.4623 | 17.3257 | 6.0909 | 18.213 | 18.213 | 16.501 | 3.372 | 18.3708 | 18.3708 | 16.2376 | 2.8725 | 18.3777 | 18.3777 | 16.0882 | 2.8149
LITTLEBOROUGH | BELFIELD | ROCHDALE | 393221 | 416124 | 24.9991 | 10.5906 | 7.7257 | 8.9397 | 25.1873 | 10.359 | 7.5567 | 7.8282 | 25.2972 | 10.2175 | 7.4535 | 7.529 | 25.4446 | 10.0671 | 7.3438 | 7.1576 | 25.5806 | 9.8949 | 7.2182 | 6.7276 | 25.72 | 9.7641 | 7.1228 | 6.2836 | 25.8742 | 9.5853 | 6.9924 | 6.0072 | 26.0454 | 9.5441 | 6.9623 | 5.614 | 26.2492 | 9.4618 | 6.9022 | 5.297 | 26.4074 | 9.3789 | 6.8418 | 4.9233 | 26.9695 | 8.9045 | 6.4957 | 2.9068 | 26.5575 | 9.3097 | 6.7913 | 4.668 | 27.51 | 7.8393 | 5.7187 | -1.9654 | 27.7633 | 7.0026 | 5.1083 | -5.8367 | 27.9113 | 6.3131 | 4.6053 | -8.6209 | 24.9915 | 10.5906 | 7.7257 | 8.9397 | 25.1906 | 10.4543 | 7.6262 | 8.1781 | 25.1965 | 10.4075 | 7.5921 | 8.1298 | 25.2501 | 10.3243 | 7.5314 | 7.9418 | 25.2913 | 10.2239 | 7.4582 | 7.6906 | 25.323 | 10.1196 | 7.3821 | 7.4224 | 25.3903 | 10.025 | 7.3131 | 7.1387 | 25.4922 | 9.942 | 7.2526 | 6.7601 | 25.61 | 9.849 | 7.1847 | 6.3079 | 25.6689 | 9.7906 | 7.1421 | 6.011 | 25.8944 | 9.6001 | 7.0031 | 5.1011 | 25.7244 | 9.7418 | 7.1065 | 5.7894 | 26.1477 | 9.2404 | 6.7407 | 4.1823 | 26.3263 | 9.2855 | 6.7737 | 3.6872 | 26.4604 | 9.1847 | 6.7001 | 3.3467 | 24.9991 | 10.5906 | 7.7257 | 8.9397 | 25.1874 | 10.4361 | 7.613 | 8.1838 | 25.2973 | 10.3388 | 7.542 | 7.9519 | 25.4447 | 10.195 | 7.4371 | 7.6093 | 25.5812 | 10.0483 | 7.3301 | 7.2246 | 25.7208 | 9.9021 | 7.2234 | 6.8561 | 25.8751 | 9.7388 | 7.1043 | 6.6611 | 26.046 | 9.6648 | 7.0504 | 6.3319 | 26.2499 | 9.6106 | 7.0108 | 6.0418 | 26.4077 | 9.5319 | 6.9534 | 5.6761 | 26.9649 | 9.2199 | 6.7258 | 4.5928 | 26.557 | 9.4499 | 6.8935 | 5.41 | 27.4856 | 8.8537 | 6.4587 | 3.5162 | 27.729 | 8.6138 | 6.2837 | 2.9285 | 27.8575 | 8.3164 | 6.0667 | 2.6178 | 25.0023 | 10.5906 | 7.7257 | 8.9397 | 25.1925 | 10.3143 | 7.5242 | 7.6776 | 25.3156 | 10.1862 | 7.4307 | 7.3975 | 25.4812 | 10.0289 | 7.3159 | 7.0661 | 25.6519 | 9.7612 | 7.1207 | 6.6785 | 25.84 | 9.7024 | 7.0778 | 6.3099 | 26.0486 | 9.6118 | 7.0116 | 6.1415 | 26.2638 | 9.4864 | 6.9202 | 5.8844 | 26.5252 | 9.3993 | 6.8566 | 5.6787 | 26.718 | 9.2781 | 6.7682 | 5.3798 | 27.5838 | 8.6727 | 6.3266 | 3.6167 | 26.8918 | 9.1696 | 6.6891 | 5.2019 | 28.3831 | 7.5487 | 5.5067 | -0.97449 | 28.7213 | 6.6674 | 4.8638 | -4.6802 | 28.8854 | 6.0138 | 4.387 | -7.2244 | 25.0023 | 10.5906 | 7.7257 | 8.9397 | 25.1778 | 10.311 | 7.5217 | 7.6362 | 25.286 | 10.2309 | 7.4633 | 7.3993 | 25.444 | 10.0754 | 7.3499 | 7.0955 | 25.6055 | 9.9134 | 7.2317 | 6.7481 | 25.7792 | 9.8176 | 7.1618 | 6.4309 | 25.9753 | 9.6949 | 7.0723 | 6.3095 | 26.2396 | 9.5398 | 6.9591 | 5.9398 | 26.7122 | 9.2472 | 6.7457 | 4.9507 | 27.0229 | 8.9094 | 6.4993 | 3.8383 | 27.8158 | 7.7525 | 5.6553 | -0.11136 | 27.2867 | 8.646 | 6.3071 | 2.8442 | 28.4268 | 6.7596 | 4.931 | -4.3979 | 28.6813 | 6.1428 | 4.4811 | -6.9185 | 28.6777 | 6.0544 | 4.4166 | -6.4945
LONGFORD BRIDGE | STRETFORD | SOUTH MANCHESTER | 380056 | 395083 | 30.4532 | 7.8629 | 5.7359 | 16.2751 | 30.6002 | 7.6645 | 5.5911 | 15.0457 | 30.6695 | 7.6339 | 5.5688 | 14.7819 | 30.7588 | 7.6275 | 5.5641 | 14.4554 | 30.8466 | 7.5312 | 5.4939 | 14.1149 | 30.9394 | 7.4101 | 5.4055 | 13.6647 | 31.0431 | 7.3156 | 5.3366 | 13.4169 | 31.1587 | 7.222 | 5.2683 | 13.0843 | 31.2927 | 7.132 | 5.2027 | 12.7587 | 31.3841 | 7.0404 | 5.1359 | 12.4417 | 31.6964 | 6.5784 | 4.7988 | 10.4302 | 31.47 | 6.9714 | 5.0855 | 12.2015 | 31.9794 | 5.8717 | 4.2833 | 5.1584 | 32.1476 | 5.7478 | 4.1929 | 1.013 | 32.2492 | 5.3904 | 3.9322 | -1.9384 | 30.4442 | 7.8629 | 5.7359 | 16.2751 | 30.5989 | 7.7275 | 5.6371 | 15.4836 | 30.6307 | 7.6956 | 5.6138 | 15.4826 | 30.6907 | 7.6454 | 5.5772 | 15.3323 | 30.7462 | 7.5995 | 5.5437 | 15.1654 | 30.8009 | 7.5392 | 5.4997 | 14.9271 | 30.8789 | 7.4983 | 5.4699 | 14.8139 | 30.98 | 7.4481 | 5.4333 | 14.5053 | 31.0993 | 7.3917 | 5.3921 | 14.1756 | 31.1336 | 7.366 | 5.3734 | 13.981 | 31.2602 | 7.2988 | 5.3244 | 13.352 | 31.1655 | 7.3497 | 5.3615 | 13.8236 | 31.3864 | 7.4041 | 5.4012 | 12.7005 | 31.485 | 7.8165 | 5.702 | 12.3122 | 31.5573 | 7.9761 | 5.8184 | 12.0734 | 30.4532 | 7.8629 | 5.7359 | 16.2751 | 30.6003 | 7.7319 | 5.6403 | 15.4661 | 30.6696 | 7.7319 | 5.6403 | 15.2869 | 30.7589 | 7.7392 | 5.6457 | 15.0207 | 30.8471 | 7.6591 | 5.5872 | 14.7768 | 30.9402 | 7.5623 | 5.5166 | 14.4793 | 31.044 | 7.4966 | 5.4687 | 14.3939 | 31.1592 | 7.4282 | 5.4188 | 14.197 | 31.2933 | 7.351 | 5.3625 | 13.9629 | 31.3844 | 7.2705 | 5.3038 | 13.6991 | 31.6913 | 7.0038 | 5.1092 | 12.7938 | 31.4695 | 7.2037 | 5.255 | 13.475 | 31.953 | 7.08 | 5.1648 | 11.8891 | 32.1105 | 7.6569 | 5.5856 | 11.4033 | 32.191 | 7.8412 | 5.72 | 11.2616 | 30.4556 | 7.8629 | 5.7359 | 16.2751 | 30.6055 | 7.6468 | 5.5782 | 14.852 | 30.6838 | 7.6166 | 5.5562 | 14.5941 | 30.7935 | 7.5886 | 5.5358 | 14.2902 | 30.9152 | 7.4868 | 5.4615 | 13.9793 | 31.0399 | 7.3516 | 5.3629 | 13.5814 | 31.1765 | 7.2565 | 5.2935 | 13.4095 | 31.321 | 7.1637 | 5.2258 | 13.1676 | 31.4985 | 7.0637 | 5.1529 | 12.9148 | 31.6204 | 6.9567 | 5.0748 | 12.6507 | 32.0678 | 6.4245 | 4.6866 | 10.7938 | 31.7306 | 6.8734 | 5.014 | 12.4489 | 32.6182 | 5.682 | 4.1449 | 5.7209 | 32.9309 | 5.5685 | 4.0622 | 1.7424 | 32.3334 | 5.2448 | 3.826 | -1.0443 | 30.4556 | 7.8629 | 5.7359 | 16.2751 | 30.5881 | 7.639 | 5.5725 | 14.7918 | 30.6471 | 7.6573 | 5.5859 | 14.5734 | 30.7415 | 7.6411 | 5.5741 | 14.301 | 30.8401 | 7.5464 | 5.505 | 14.0273 | 30.9456 | 7.4271 | 5.4179 | 13.6849 | 31.0653 | 7.3569 | 5.3667 | 13.5636 | 31.2022 | 7.2464 | 5.2862 | 13.2388 | 31.413 | 7.0192 | 5.1204 | 12.1039 | 31.584 | 6.7915 | 4.9543 | 10.9094 | 32.1721 | 6.8129 | 4.9699 | 6.4491 | 31.7463 | 6.6122 | 4.8235 | 9.7689 | 32.6968 | 5.6102 | 4.0926 | 1.7644 | 31.7924 | 5.157 | 3.762 | -0.93471 | 31.6925 | 5.1408 | 3.7502 | -0.28185
LONGRIDGE | PRESTON EAST | PENWORTHAM EAST / ROCHDALE | 360581 | 437001 | 29.9739 | 15.513 | 11.3165 | 16.0713 | 30.1109 | 15.0962 | 11.0124 | 13.5469 | 30.1981 | 14.946 | 10.9029 | 12.7181 | 30.3081 | 14.9185 | 10.8829 | 12.2867 | 30.4177 | 14.8647 | 10.8436 | 11.8936 | 30.5304 | 14.686 | 10.7132 | 11.3667 | 30.6548 | 14.6064 | 10.6552 | 10.8722 | 30.7928 | 14.5242 | 10.5952 | 10.4021 | 30.9615 | 14.4124 | 10.5136 | 9.9611 | 31.1021 | 14.2988 | 10.4308 | 9.5181 | 31.655 | 13.6832 | 9.9817 | 7.4085 | 31.2414 | 14.1737 | 10.3395 | 9.1291 | 32.2871 | 12.5411 | 9.1486 | 3.1519 | 32.7173 | 11.7772 | 8.5913 | 0.041044 | 33.0473 | 11.2489 | 8.2059 | -2.3245 | 29.9627 | 15.513 | 11.3165 | 16.0713 | 30.1115 | 15.307 | 11.1662 | 14.8918 | 30.1395 | 15.2596 | 11.1317 | 14.5918 | 30.1992 | 15.2106 | 11.0959 | 14.3577 | 30.2557 | 15.1377 | 11.0427 | 14.1591 | 30.3072 | 15.0385 | 10.9703 | 13.8741 | 30.382 | 15.0059 | 10.9466 | 13.5329 | 30.4804 | 14.9426 | 10.9004 | 13.0694 | 30.5968 | 14.8772 | 10.8527 | 12.5734 | 30.6573 | 14.8453 | 10.8294 | 12.285 | 30.9274 | 14.6707 | 10.7021 | 11.2192 | 30.7185 | 14.8069 | 10.8015 | 12.0186 | 31.2582 | 14.4912 | 10.5711 | 10.0073 | 31.5492 | 14.3632 | 10.4778 | 8.9801 | 31.7914 | 14.1111 | 10.2938 | 8.114 | 29.9739 | 15.513 | 11.3165 | 16.0713 | 30.1125 | 15.248 | 11.1232 | 14.4833 | 30.1997 | 15.1821 | 11.0751 | 13.8821 | 30.3099 | 15.0433 | 10.9738 | 13.5112 | 30.4213 | 15.0952 | 11.0117 | 13.207 | 30.535 | 14.9888 | 10.9341 | 12.8237 | 30.6591 | 14.8891 | 10.8614 | 12.4869 | 30.7943 | 14.8229 | 10.8131 | 12.1468 | 30.9625 | 14.7379 | 10.7511 | 11.7119 | 31.1004 | 14.6138 | 10.6606 | 11.2406 | 31.6258 | 14.0929 | 10.2806 | 9.58 | 31.2352 | 14.4787 | 10.562 | 10.7969 | 32.1461 | 13.4786 | 9.8325 | 8.0636 | 32.5038 | 13.0255 | 9.5019 | 6.745 | 32.7311 | 12.9382 | 9.4382 | 6.3979 | 29.9772 | 15.513 | 11.3165 | 16.0713 | 30.1181 | 14.9989 | 10.9415 | 12.8295 | 30.2094 | 14.852 | 10.8343 | 11.8877 | 30.3356 | 14.7871 | 10.787 | 11.4878 | 30.4774 | 14.6897 | 10.7159 | 11.1324 | 30.6426 | 14.5555 | 10.618 | 10.6522 | 30.8284 | 14.3982 | 10.5033 | 10.2281 | 31.0295 | 14.2154 | 10.3699 | 9.8409 | 31.2714 | 14.0322 | 10.2363 | 9.4673 | 31.4629 | 13.822 | 10.083 | 9.0666 | 32.2872 | 12.9718 | 9.4628 | 7.0976 | 31.6501 | 13.6435 | 9.9527 | 8.7195 | 33.2278 | 11.7652 | 8.5826 | 2.9282 | 33.7899 | 11.0485 | 8.0597 | -0.045764 | 34.0966 | 10.6233 | 7.7496 | -2.1831 | 29.9772 | 15.513 | 11.3165 | 16.0713 | 30.1064 | 14.9468 | 10.9035 | 12.5024 | 30.1848 | 14.8165 | 10.8084 | 11.5189 | 30.3028 | 14.7761 | 10.779 | 11.1423 | 30.4453 | 14.6673 | 10.6996 | 10.8214 | 30.6117 | 14.5583 | 10.6201 | 10.4028 | 30.8048 | 14.4273 | 10.5245 | 10.046 | 31.0201 | 14.2671 | 10.4077 | 9.6911 | 31.305 | 14.0646 | 10.2599 | 9.0026 | 31.5534 | 13.772 | 10.0465 | 8.2099 | 32.4898 | 12.7736 | 9.3182 | 4.499 | 31.7981 | 13.5138 | 9.8582 | 7.4066 | 33.3748 | 11.481 | 8.3752 | 0.89146 | 33.8056 | 11.0538 | 8.0636 | -1.2751 | 33.9334 | 10.8667 | 7.9271 | -1.2388
LONGSIGHT | LONGSIGHT | BREDBURY | 385535 | 396037 | 27.7187 | 11.8579 | 8.6502 | 8.9867 | 28.0151 | 11.5399 | 8.4182 | 8.0082 | 28.1227 | 8.8871 | 6.483 | 7.3329 | 28.2808 | 6.0752 | 4.4318 | 6.2241 | 20.4355 | 3.3148 | 2.4181 | 5.6499 | 20.0915 | 3.259 | 2.3774 | 5.0445 | 19.4899 | 3.1615 | 2.3062 | 4.7761 | 18.8033 | 3.0501 | 2.225 | 4.3091 | 17.9541 | 2.9123 | 2.1245 | 3.8431 | 17.1669 | 2.7846 | 2.0314 | 3.424 | 15.0034 | 2.4337 | 1.7753 | 1.1524 | 16.8987 | 2.7411 | 1.9996 | 3.0597 | 22.5159 | 3.6523 | 2.6643 | -3.8275 | 30.6189 | 6.3784 | 4.653 | -8.2319 | 30.8309 | 6.5625 | 4.7872 | -11.1668 | 27.7152 | 11.8579 | 8.6502 | 8.9867 | 28.0373 | 11.658 | 8.5044 | 8.1997 | 28.0655 | 9.9739 | 7.2758 | 7.8617 | 28.1502 | 8.5212 | 6.2161 | 8.0097 | 28.2326 | 6.936 | 5.0597 | 7.7673 | 28.3128 | 5.3081 | 3.8722 | 7.5005 | 23.0676 | 3.7418 | 2.7296 | 7.4025 | 22.4433 | 3.6405 | 2.6557 | 6.957 | 21.5818 | 3.5008 | 2.5538 | 6.3618 | 21.1891 | 3.4371 | 2.5073 | 6.1537 | 20.7994 | 3.3739 | 2.4612 | 5.2874 | 21.1229 | 3.4263 | 2.4995 | 5.9865 | 29.4372 | 4.8395 | 3.5303 | 4.3669 | 29.6181 | 7.1377 | 5.2069 | 3.6224 | 29.7464 | 7.6113 | 5.5523 | 3.2988 | 27.7187 | 11.8579 | 8.6502 | 8.9867 | 28.0164 | 11.6531 | 8.5008 | 8.2912 | 28.1242 | 9.9775 | 7.2785 | 7.7113 | 28.2824 | 8.1632 | 5.9549 | 6.6354 | 28.4353 | 6.3826 | 4.656 | 6.1547 | 28.5906 | 4.8738 | 3.5554 | 5.6931 | 20.5358 | 3.3311 | 2.43 | 5.581 | 20.0304 | 3.2491 | 2.3702 | 5.2397 | 19.2967 | 3.1301 | 2.2834 | 4.8554 | 18.5644 | 3.0113 | 2.1967 | 4.4749 | 17.4896 | 2.837 | 2.0695 | 3.0736 | 18.3203 | 2.9717 | 2.1678 | 4.1128 | 29.413 | 4.7711 | 3.4804 | 1.7414 | 30.4878 | 8.1797 | 5.967 | 0.81141 | 30.6378 | 8.8976 | 6.4907 | 0.60403 | 27.7202 | 11.8579 | 8.6502 | 8.9867 | 28.0382 | 11.4358 | 8.3422 | 7.9333 | 28.1836 | 9.8079 | 7.1547 | 7.2875 | 28.3906 | 7.938 | 5.7907 | 6.2167 | 28.5608 | 6.327 | 4.6155 | 5.6786 | 28.7397 | 4.7123 | 3.4375 | 5.1291 | 19.2398 | 3.1209 | 2.2766 | 4.9448 | 18.4072 | 2.9858 | 2.1781 | 4.5783 | 17.313 | 2.8083 | 2.0486 | 4.1795 | 16.2344 | 2.6334 | 1.921 | 3.8069 | 13.0626 | 2.1189 | 1.5457 | 1.6621 | 15.7196 | 2.5499 | 1.8601 | 3.4929 | 20.0421 | 3.251 | 2.3716 | -3.1222 | 31.9405 | 5.9505 | 4.3408 | -7.1857 | 32.0849 | 6.1552 | 4.4901 | -9.8462 | 27.7202 | 11.8579 | 8.6502 | 8.9867 | 28.0185 | 11.4385 | 8.3442 | 7.9408 | 28.1485 | 11.3039 | 8.246 | 7.3584 | 28.3174 | 10.9218 | 7.9673 | 6.321 | 28.4669 | 10.899 | 7.9507 | 5.8342 | 28.6245 | 10.7715 | 7.8577 | 5.35 | 28.804 | 10.6631 | 7.7786 | 5.2211 | 29.0103 | 10.5054 | 7.6636 | 4.8208 | 29.3645 | 10.1556 | 7.4084 | 3.7231 | 29.677 | 9.8056 | 7.1531 | 2.5854 | 30.8105 | 8.5402 | 6.23 | -1.7304 | 29.9803 | 9.4709 | 6.9089 | 1.4751 | 31.5157 | 7.0749 | 5.161 | -6.4391 | 31.779 | 6.2445 | 4.5553 | -9.4511 | 31.7431 | 6.1247 | 4.4679 | -8.8454
LOSTOCK | WESTHOUGHTON | KEARSLEY | 365293 | 409079 | 38.3378 | 7.1479 | 5.1373 | 16.4571 | 38.3286 | 6.3243 | 4.5454 | 13.8817 | 34.5703 | 5.6917 | 4.0908 | 13.0243 | 31.2995 | 5.1532 | 3.7037 | 12.4263 | 30.1487 | 4.9638 | 3.5675 | 12.084 | 29.165 | 4.8018 | 3.4511 | 11.6588 | 28.3601 | 4.6693 | 3.3559 | 11.1745 | 27.933 | 4.599 | 3.3054 | 10.7219 | 27.4348 | 4.5169 | 3.2464 | 10.4269 | 26.7376 | 4.4021 | 3.1639 | 10.0152 | 24.9508 | 4.108 | 2.9525 | 8.2904 | 26.274 | 4.3258 | 3.109 | 9.5456 | 23.3338 | 3.8417 | 2.7611 | 4.2921 | 39.5424 | 6.5104 | 4.6791 | 0.38767 | 37.0447 | 6.0991 | 4.3836 | -2.1835 | 38.3032 | 7.1479 | 5.1373 | 16.4571 | 38.3181 | 6.8304 | 4.9091 | 15.9574 | 38.2624 | 6.5155 | 4.6828 | 16.0228 | 37.8233 | 6.2273 | 4.4757 | 16.0054 | 36.5367 | 6.0155 | 4.3234 | 16.24 | 35.2221 | 5.7991 | 4.1679 | 16.4287 | 34.7015 | 5.7133 | 4.1063 | 16.3732 | 34.3352 | 5.653 | 4.0629 | 16.1398 | 33.6823 | 5.5455 | 3.9857 | 15.7066 | 33.3695 | 5.494 | 3.9487 | 15.5241 | 32.2051 | 5.3023 | 3.8109 | 14.417 | 33.1526 | 5.4583 | 3.923 | 15.2953 | 32.5955 | 5.3666 | 3.8571 | 13.6001 | 39.4288 | 7.3377 | 5.2737 | 12.9818 | 39.7144 | 9.2212 | 6.6275 | 12.8771 | 38.3378 | 7.1479 | 5.1373 | 16.4571 | 38.3295 | 6.7563 | 4.8559 | 15.567 | 38.3748 | 6.3181 | 4.541 | 14.9381 | 35.857 | 5.9036 | 4.243 | 14.3567 | 33.7545 | 5.5574 | 3.9942 | 14.0212 | 31.4713 | 5.1815 | 3.724 | 13.6241 | 30.3715 | 5.0004 | 3.5939 | 13.1762 | 30.0996 | 4.9557 | 3.5617 | 12.7537 | 29.6434 | 4.8806 | 3.5078 | 12.4577 | 28.9439 | 4.7654 | 3.425 | 12.0489 | 27.732 | 4.5659 | 3.2816 | 10.7314 | 28.4599 | 4.6857 | 3.3677 | 11.5838 | 29.6975 | 4.8895 | 3.5142 | 9.733 | 41.7883 | 8.2003 | 5.8937 | 8.9834 | 42.1334 | 8.3441 | 5.9971 | 8.616 | 38.346 | 7.1479 | 5.1373 | 16.4571 | 38.1702 | 6.2844 | 4.5167 | 12.8833 | 35.2087 | 5.7968 | 4.1663 | 11.9432 | 32.6371 | 5.3735 | 3.862 | 11.3727 | 30.0154 | 4.9418 | 3.5518 | 11.0501 | 28.272 | 4.6548 | 3.3455 | 10.6526 | 27.2539 | 4.4871 | 3.225 | 10.2058 | 26.3857 | 4.3442 | 3.1223 | 9.8103 | 26.0552 | 4.2898 | 3.0832 | 9.5338 | 25.3008 | 4.1656 | 2.9939 | 9.1182 | 22.6448 | 3.7283 | 2.6796 | 7.4279 | 24.5834 | 4.0475 | 2.909 | 8.6498 | 21.6588 | 3.566 | 2.5629 | 4.4417 | 38.6445 | 6.3625 | 4.5729 | 1.4725 | 37.268 | 6.1359 | 4.41 | -0.46269 | 38.346 | 7.1479 | 5.1373 | 16.4571 | 38.3163 | 6.4038 | 4.6025 | 12.3874 | 37.6715 | 6.2023 | 4.4577 | 11.4139 | 36.7688 | 6.0537 | 4.3509 | 10.8719 | 35.9672 | 5.9217 | 4.2561 | 10.5734 | 34.9156 | 5.7486 | 4.1316 | 10.1996 | 34.7775 | 5.7258 | 4.1153 | 9.7698 | 34.4321 | 5.669 | 4.0744 | 9.3427 | 33.9259 | 5.5856 | 4.0145 | 8.7042 | 33.4664 | 5.51 | 3.9601 | 7.903 | 41.9073 | 7.563 | 5.4357 | 4.7056 | 33.5759 | 5.528 | 3.9731 | 7.0418 | 39.3619 | 6.4806 | 4.6578 | 1.3928 | 36.6722 | 6.0378 | 4.3395 | -1.0852 | 36.5106 | 6.0112 | 4.3204 | -0.43085
LOWER DARWEN | LOWER DARWEN | ROCHDALE | 369695 | 424981 | 31.0459 | 13.7008 | 9.9945 | 18.3305 | 30.9677 | 13.2731 | 9.6826 | 17.1203 | 31.0339 | 12.941 | 9.4403 | 16.7033 | 31.1461 | 12.6263 | 9.2107 | 16.48 | 31.2149 | 12.4538 | 9.0849 | 16.4318 | 31.2646 | 12.3982 | 9.0443 | 16.2406 | 31.3176 | 12.3303 | 8.9948 | 16.1729 | 31.3765 | 12.2713 | 8.9517 | 16.114 | 31.4397 | 12.1787 | 8.8842 | 15.9056 | 31.4909 | 12.0978 | 8.8251 | 15.7988 | 31.7197 | 11.7604 | 8.5791 | 15.3771 | 31.5454 | 12.0428 | 8.785 | 15.6954 | 32.0473 | 11.7717 | 8.5873 | 14.5434 | 32.2525 | 12.3392 | 9.0013 | 13.7658 | 32.4142 | 12.3212 | 8.9882 | 13.3936 | 31.0396 | 13.7008 | 9.9945 | 18.3305 | 30.9713 | 13.5076 | 9.8536 | 18.2343 | 30.9124 | 13.3575 | 9.7441 | 18.3739 | 30.9037 | 13.2109 | 9.6371 | 18.4528 | 30.8706 | 13.0368 | 9.5102 | 18.6975 | 30.8162 | 12.8801 | 9.3959 | 18.8606 | 30.7775 | 12.8615 | 9.3823 | 19.0269 | 30.7696 | 12.8077 | 9.3431 | 19.1054 | 30.7929 | 12.7775 | 9.321 | 18.9925 | 30.7956 | 12.8079 | 9.3432 | 18.9894 | 30.8415 | 12.8684 | 9.3873 | 19.0473 | 30.8022 | 12.8185 | 9.3509 | 18.9853 | 30.9156 | 13.102 | 9.5578 | 19.1331 | 31.0001 | 13.3723 | 9.7549 | 19.1652 | 31.0477 | 13.6434 | 9.9526 | 19.3915 | 31.0459 | 13.7008 | 9.9945 | 18.3305 | 30.9683 | 13.4909 | 9.8414 | 18.0648 | 31.0348 | 13.3024 | 9.7039 | 17.8402 | 31.1472 | 13.0931 | 9.5512 | 17.6241 | 31.2182 | 12.8661 | 9.3857 | 17.5722 | 31.2691 | 12.6623 | 9.237 | 17.3986 | 31.3231 | 12.5677 | 9.1679 | 17.3385 | 31.3798 | 12.5112 | 9.1268 | 17.2862 | 31.4432 | 12.4058 | 9.0498 | 17.089 | 31.4924 | 12.3447 | 9.0053 | 16.9827 | 31.6926 | 12.0493 | 8.7898 | 16.6919 | 31.5424 | 12.2818 | 8.9594 | 16.8793 | 31.9057 | 12.3505 | 9.0095 | 16.477 | 32.085 | 13.2014 | 9.6302 | 16.2712 | 32.1842 | 13.361 | 9.7466 | 16.3706 | 31.0486 | 13.7008 | 9.9945 | 18.3305 | 30.9651 | 13.2231 | 9.646 | 16.6103 | 31.0313 | 12.9616 | 9.4553 | 16.1136 | 31.1376 | 12.7188 | 9.2782 | 15.9156 | 31.2029 | 12.477 | 9.1018 | 15.8946 | 31.266 | 12.2514 | 8.9372 | 15.7222 | 31.3383 | 12.1283 | 8.8474 | 15.6783 | 31.4166 | 12.0478 | 8.7887 | 15.6465 | 31.5065 | 11.9013 | 8.6818 | 15.4511 | 31.5849 | 11.7737 | 8.5887 | 15.3569 | 31.9609 | 11.3844 | 8.3048 | 14.9806 | 31.6701 | 11.6725 | 8.515 | 15.2654 | 32.3379 | 11.5307 | 8.4114 | 14.2668 | 32.5111 | 12.0691 | 8.8043 | 13.6742 | 32.5281 | 12.0957 | 8.8237 | 13.5872 | 31.0486 | 13.7008 | 9.9945 | 18.3305 | 30.9628 | 13.1821 | 9.6162 | 16.3473 | 31.0264 | 12.9223 | 9.4266 | 15.8017 | 31.1369 | 12.7068 | 9.2694 | 15.6065 | 31.2145 | 12.4909 | 9.1119 | 15.5874 | 31.2899 | 12.2762 | 8.9553 | 15.4134 | 31.3796 | 12.1469 | 8.861 | 15.3689 | 31.4829 | 11.9563 | 8.722 | 15.3248 | 31.6079 | 11.8227 | 8.6245 | 14.9988 | 31.7185 | 11.8803 | 8.6665 | 14.7714 | 32.1555 | 12.8529 | 9.376 | 14.0311 | 31.8322 | 11.9047 | 8.6843 | 14.5476 | 32.4694 | 12.2969 | 8.9704 | 13.3639 | 32.5627 | 12.054 | 8.7932 | 12.9505 | 32.4425 | 12.0129 | 8.7632 | 13.347
LYONS RD | BARTON | CARRINGTON | 378253 | 397241 | 27.8095 | 10.9836 | 8.0124 | 19.6214 | 27.8421 | 10.6929 | 7.8003 | 17.995 | 27.9096 | 10.1916 | 7.4346 | 17.8889 | 27.9774 | 9.7292 | 7.0973 | 17.8438 | 28.0474 | 9.2074 | 6.7167 | 17.5823 | 28.1261 | 9.1622 | 6.6837 | 17.4809 | 28.2117 | 9.1103 | 6.6458 | 17.3936 | 28.3084 | 9.0284 | 6.5861 | 17.1341 | 28.4152 | 8.9543 | 6.532 | 16.9892 | 28.5093 | 8.8875 | 6.4833 | 16.884 | 32.2918 | 8.1754 | 5.9638 | 12.8662 | 28.6048 | 8.8576 | 6.4615 | 16.7615 | 33.6756 | 5.4625 | 3.9848 | -3.474 | 39.1487 | 6.3503 | 4.6325 | -4.9149 | 39.3875 | 6.389 | 4.6607 | -4.3076 | 27.8128 | 10.9836 | 8.0124 | 19.6214 | 27.8435 | 10.887 | 7.9419 | 19.1798 | 27.8795 | 10.6426 | 7.7636 | 19.443 | 27.9218 | 10.3791 | 7.5714 | 19.597 | 27.9711 | 10.1064 | 7.3725 | 19.5909 | 28.0264 | 9.8615 | 7.1938 | 19.7915 | 28.0963 | 9.6008 | 7.0036 | 19.8931 | 28.1838 | 9.5712 | 6.982 | 19.7504 | 28.278 | 9.5443 | 6.9625 | 19.7102 | 28.3353 | 9.5308 | 6.9526 | 19.6937 | 28.6007 | 9.4909 | 6.9235 | 19.5086 | 28.3853 | 9.5193 | 6.9442 | 19.6567 | 28.9515 | 9.431 | 6.8798 | 19.3053 | 29.2587 | 10.0897 | 7.3603 | 19.0599 | 29.5187 | 10.8272 | 7.8983 | 18.9983 | 27.8095 | 10.9836 | 8.0124 | 19.6214 | 27.8428 | 10.8096 | 7.8855 | 18.6715 | 27.9106 | 10.5223 | 7.6759 | 18.6318 | 27.9788 | 10.2473 | 7.4752 | 18.5808 | 28.0522 | 9.901 | 7.2227 | 18.328 | 28.1327 | 9.5803 | 6.9887 | 18.2208 | 28.2198 | 9.2669 | 6.7601 | 18.1324 | 28.3131 | 9.1926 | 6.7059 | 17.8888 | 28.4205 | 9.1198 | 6.6528 | 17.7438 | 28.5114 | 9.0475 | 6.6 | 17.6389 | 32.2342 | 8.3767 | 6.1107 | 13.7554 | 28.5946 | 9.0134 | 6.5752 | 17.5208 | 36.0349 | 5.8452 | 4.264 | -1.9439 | 42.4001 | 6.8777 | 5.0172 | -2.7959 | 43.2263 | 7.0117 | 5.115 | -1.6393 | 27.8089 | 10.9836 | 8.0124 | 19.6214 | 27.8497 | 10.5819 | 7.7193 | 17.3209 | 27.9204 | 10.2721 | 7.4933 | 17.1711 | 27.999 | 9.984 | 7.2832 | 17.1564 | 28.0868 | 9.6083 | 7.0091 | 16.8999 | 28.1923 | 9.2671 | 6.7603 | 16.7982 | 28.3085 | 8.9328 | 6.5163 | 16.7132 | 28.4362 | 8.8437 | 6.4513 | 16.4486 | 28.6021 | 8.7889 | 6.4114 | 16.284 | 28.7551 | 8.7417 | 6.3769 | 16.1526 | 33.4149 | 5.4202 | 3.954 | -3.6266 | 28.9191 | 8.6831 | 6.3342 | 15.998 | 32.5988 | 5.2879 | 3.8574 | -4.0087 | 38.0611 | 6.1739 | 4.5038 | -5.3387 | 39.1389 | 6.3487 | 4.6313 | -4.3597 | 27.8089 | 10.9836 | 8.0124 | 19.6214 | 27.8508 | 10.5233 | 7.6766 | 16.9739 | 27.9233 | 10.4964 | 7.657 | 16.7923 | 28.0087 | 10.451 | 7.6239 | 16.7805 | 28.1184 | 10.3598 | 7.5573 | 16.5029 | 28.2463 | 10.2599 | 7.4844 | 16.3779 | 28.393 | 10.1484 | 7.4031 | 16.2683 | 28.558 | 10.0565 | 7.3361 | 15.9655 | 32.6068 | 9.3516 | 6.8218 | 11.8336 | 32.6959 | 9.2661 | 6.7595 | 11.7347 | 33.3316 | 8.9047 | 6.4958 | 10.9338 | 32.8035 | 9.1836 | 6.6993 | 11.5984 | 34.0853 | 8.4523 | 6.1658 | 9.8892 | 34.4621 | 8.3885 | 6.1193 | 9.1026 | 34.426 | 8.3785 | 6.112 | 9.3463
MANCHESTER UNIVERSITY | LONGSIGHT | BREDBURY | 384762 | 396769 | 32.27 | 10.987 | 8.0149 | 13.3081 | 32.1104 | 10.9513 | 7.9889 | 13.7406 | 32.1759 | 10.7267 | 7.825 | 13.5683 | 32.3088 | 10.4783 | 7.6438 | 13.2562 | 32.4067 | 10.2858 | 7.5033 | 13.0533 | 32.4785 | 10.1732 | 7.4212 | 12.8093 | 32.5492 | 10.0605 | 7.339 | 12.6339 | 32.6188 | 9.9591 | 7.265 | 12.5005 | 32.6872 | 9.9073 | 7.2272 | 12.4962 | 32.7483 | 9.8575 | 7.1909 | 12.3001 | 32.9372 | 9.6464 | 7.0369 | 11.8496 | 32.8033 | 9.782 | 7.1358 | 12.16 | 33.0749 | 10.2474 | 7.4753 | 11.7066 | 33.1157 | 11.3193 | 8.2573 | 11.5159 | 33.0933 | 11.5822 | 8.4491 | 11.6133 | 32.2686 | 10.987 | 8.0149 | 13.3081 | 32.1244 | 10.9946 | 8.0204 | 13.6944 | 32.0166 | 10.9184 | 7.9648 | 13.9707 | 31.9838 | 10.8232 | 7.8954 | 14.0824 | 31.9055 | 10.7511 | 7.8428 | 14.324 | 31.7842 | 10.6857 | 7.7951 | 14.5756 | 31.7084 | 10.6246 | 7.7505 | 14.7629 | 31.6754 | 10.6194 | 7.7467 | 14.8651 | 31.6786 | 10.6059 | 7.7368 | 14.9715 | 31.6802 | 10.5782 | 7.7166 | 14.9234 | 31.6675 | 10.6086 | 7.7389 | 14.9701 | 31.6799 | 10.5588 | 7.7025 | 14.9176 | 31.6127 | 11.0776 | 8.081 | 15.2913 | 31.5214 | 11.8682 | 8.6577 | 15.5065 | 31.4041 | 12.0983 | 8.8255 | 15.8828 | 32.27 | 10.987 | 8.0149 | 13.3081 | 32.1104 | 10.9983 | 8.0231 | 13.7413 | 32.1759 | 10.8183 | 7.8918 | 13.5692 | 32.3088 | 10.6029 | 7.7346 | 13.2575 | 32.4067 | 10.4317 | 7.6098 | 13.0548 | 32.4785 | 10.2684 | 7.4907 | 12.811 | 32.5492 | 10.1238 | 7.3852 | 12.6358 | 32.6188 | 10.0333 | 7.3191 | 12.5027 | 32.6872 | 9.9497 | 7.2582 | 12.4983 | 32.7483 | 9.9194 | 7.2361 | 12.3022 | 32.9372 | 9.7329 | 7.1 | 11.8564 | 32.8033 | 9.8484 | 7.1843 | 12.162 | 33.0749 | 10.4488 | 7.6223 | 11.7386 | 33.1157 | 11.6413 | 8.4922 | 11.5734 | 33.0933 | 11.9932 | 8.7489 | 11.6908 | 32.2707 | 10.987 | 8.0149 | 13.3081 | 32.0984 | 10.932 | 7.9747 | 13.7781 | 32.1514 | 10.7454 | 7.8386 | 13.6453 | 32.2723 | 10.5347 | 7.6849 | 13.3743 | 32.3592 | 10.3578 | 7.5559 | 13.2127 | 32.4197 | 10.1291 | 7.3891 | 13.0138 | 32.481 | 10.0204 | 7.3097 | 12.8819 | 32.5401 | 9.9204 | 7.2368 | 12.7938 | 32.5957 | 9.843 | 7.1803 | 12.8331 | 32.6403 | 9.7637 | 7.1225 | 12.688 | 32.7466 | 9.7375 | 7.1033 | 12.451 | 32.6791 | 9.6184 | 7.0165 | 12.5996 | 32.7571 | 10.2931 | 7.5087 | 12.5898 | 32.6799 | 11.4226 | 8.3326 | 12.708 | 32.5383 | 11.7436 | 8.5668 | 13.1108 | 32.2707 | 10.987 | 8.0149 | 13.3081 | 32.0982 | 10.9219 | 7.9674 | 13.7791 | 32.1509 | 10.8308 | 7.9009 | 13.6476 | 32.2713 | 10.7138 | 7.8156 | 13.3779 | 32.3578 | 10.5973 | 7.7306 | 13.2178 | 32.4179 | 10.4598 | 7.6303 | 13.0205 | 32.4788 | 10.4004 | 7.5869 | 12.8902 | 32.5371 | 10.3412 | 7.5438 | 12.8037 | 32.5922 | 10.2909 | 7.5071 | 12.8396 | 32.6367 | 10.2228 | 7.4574 | 12.6895 | 32.7428 | 12.0107 | 8.7617 | 12.4373 | 32.6754 | 10.4473 | 7.6212 | 12.596 | 32.7528 | 11.73 | 8.5569 | 12.5765 | 32.6751 | 11.6363 | 8.4885 | 12.7001 | 32.533 | 11.6409 | 8.4919 | 13.1233
MARPLE | HAZEL GROVE | BREDBURY | 395671 | 388643 | 6.0234 | 6.0234 | 6.0234 | 0.57641 | 6.1232 | 6.1232 | 6.1232 | 0.07955 | 6.1563 | 6.1563 | 6.1563 | -0.14517 | 6.1998 | 6.1998 | 6.1998 | -0.21612 | 6.2455 | 6.2455 | 6.2455 | -0.35606 | 6.2959 | 6.2959 | 6.2959 | -0.56078 | 6.3471 | 6.3471 | 6.3471 | -0.55952 | 6.3999 | 6.3999 | 6.3999 | -0.68928 | 6.4582 | 6.4582 | 6.4582 | -0.8114 | 6.4955 | 6.4955 | 6.4955 | -0.92894 | 6.62 | 6.62 | 6.62 | -1.7394 | 6.5302 | 6.5302 | 6.5302 | -1.0397 | 6.7282 | 6.7282 | 6.7282 | -3.7425 | 6.7883 | 6.7883 | 6.7883 | -5.4696 | 6.8193 | 6.8193 | 6.8193 | -6.5715 | 6.0207 | 6.0207 | 6.0207 | 0.57641 | 6.1241 | 6.1241 | 6.1241 | 0.32264 | 6.1409 | 6.1409 | 6.1409 | 0.22147 | 6.1684 | 6.1684 | 6.1684 | 0.20391 | 6.198 | 6.198 | 6.198 | 0.12289 | 6.2232 | 6.2232 | 6.2232 | 0.00051479 | 6.2494 | 6.2494 | 6.2494 | 0.023618 | 6.2858 | 6.2858 | 6.2858 | -0.11736 | 6.3284 | 6.3284 | 6.3284 | -0.2886 | 6.3451 | 6.3451 | 6.3451 | -0.36202 | 6.404 | 6.404 | 6.404 | -0.66354 | 6.3605 | 6.3605 | 6.3605 | -0.42452 | 6.4648 | 6.4648 | 6.4648 | -0.98109 | 6.5072 | 6.5072 | 6.5072 | -1.2238 | 6.537 | 6.537 | 6.537 | -1.3248 | 6.0234 | 6.0234 | 6.0234 | 0.57641 | 6.1232 | 6.1232 | 6.1232 | 0.32333 | 6.1563 | 6.1563 | 6.1563 | 0.15212 | 6.1998 | 6.1998 | 6.1998 | 0.08943 | 6.2455 | 6.2455 | 6.2455 | -0.030097 | 6.2959 | 6.2959 | 6.2959 | -0.19669 | 6.3471 | 6.3471 | 6.3471 | -0.17648 | 6.3999 | 6.3999 | 6.3999 | -0.28046 | 6.4582 | 6.4582 | 6.4582 | -0.3832 | 6.4955 | 6.4955 | 6.4955 | -0.50321 | 6.62 | 6.62 | 6.62 | -0.93269 | 6.5302 | 6.5302 | 6.5302 | -0.61601 | 6.7282 | 6.7282 | 6.7282 | -1.33 | 6.7883 | 6.7883 | 6.7883 | -1.6002 | 6.8193 | 6.8193 | 6.8193 | -1.6647 | 6.0242 | 6.0242 | 6.0242 | 0.57641 | 6.1294 | 6.1294 | 6.1294 | -0.025979 | 6.173 | 6.173 | 6.173 | -0.25665 | 6.225 | 6.225 | 6.225 | -0.31549 | 6.2743 | 6.2743 | 6.2743 | -0.4406 | 6.3275 | 6.3275 | 6.3275 | -0.62239 | 6.3857 | 6.3857 | 6.3857 | -0.59861 | 6.4476 | 6.4476 | 6.4476 | -0.69032 | 6.5231 | 6.5231 | 6.5231 | -0.77871 | 6.5721 | 6.5721 | 6.5721 | -0.88569 | 6.7436 | 6.7436 | 6.7436 | -1.6295 | 6.6158 | 6.6158 | 6.6158 | -0.97598 | 6.9373 | 6.9373 | 6.9373 | -3.4986 | 7.0501 | 7.0501 | 7.0501 | -5.1445 | 7.1185 | 7.1185 | 7.1185 | -6.1817 | 6.0242 | 6.0242 | 6.0242 | 0.57641 | 6.1236 | 6.1236 | 6.1236 | -0.066676 | 6.1631 | 6.1631 | 6.1631 | -0.28868 | 6.1991 | 6.1991 | 6.1991 | -0.33368 | 6.2391 | 6.2391 | 6.2391 | -0.44648 | 6.2826 | 6.2826 | 6.2826 | -0.6073 | 6.331 | 6.331 | 6.331 | -0.57042 | 6.3867 | 6.3867 | 6.3867 | -0.70871 | 6.4695 | 6.4695 | 6.4695 | -1.1173 | 6.5343 | 6.5343 | 6.5343 | -1.5469 | 6.7509 | 6.7509 | 6.7509 | -3.2165 | 6.5949 | 6.5949 | 6.5949 | -1.9647 | 6.9368 | 6.9368 | 6.9368 | -4.9983 | 7.0241 | 7.0241 | 7.0241 | -6.1598 | 7.0291 | 7.0291 | 7.0291 | -5.9303
MARTON | BLACKPOOL | PENWORTHAM WEST / STANAH | 333341 | 433485 | 22.2765 | 9.1921 | 6.7055 | 13.7715 | 22.5033 | 8.8961 | 6.4896 | 12.8885 | 22.618 | 8.6799 | 6.3318 | 12.3685 | 22.7334 | 8.4409 | 6.1575 | 12.0662 | 22.8551 | 8.2155 | 5.9931 | 11.7845 | 22.9897 | 7.9086 | 5.7692 | 11.4342 | 23.1376 | 7.9351 | 5.7885 | 11.0546 | 23.3111 | 7.8606 | 5.7342 | 10.7438 | 23.5506 | 7.7614 | 5.6618 | 10.3496 | 23.7472 | 7.6746 | 5.5985 | 10.0934 | 24.4914 | 7.0617 | 5.1514 | 8.2421 | 23.9396 | 7.5744 | 5.5254 | 9.8182 | 25.0218 | 5.7485 | 4.1935 | 2.8671 | 25.2988 | 4.5945 | 3.3516 | -2.0075 | 22.3444 | 3.6245 | 2.644 | -5.6185 | 22.2836 | 9.1921 | 6.7055 | 13.7715 | 22.508 | 9.1147 | 6.649 | 13.6622 | 22.5862 | 9.1086 | 6.6446 | 13.6683 | 22.6718 | 9.0732 | 6.6188 | 13.6886 | 22.7776 | 9.032 | 6.5888 | 13.7412 | 22.8995 | 8.9898 | 6.5579 | 13.7838 | 23.0331 | 8.9165 | 6.5045 | 13.6956 | 23.1826 | 8.7601 | 6.3903 | 13.3062 | 23.3363 | 8.4936 | 6.196 | 12.3825 | 23.4361 | 8.4329 | 6.1517 | 12.3038 | 23.8656 | 8.1394 | 5.9376 | 12.0615 | 23.5331 | 8.3651 | 6.1022 | 12.2335 | 24.374 | 8.1824 | 5.9689 | 11.9255 | 24.5825 | 8.3229 | 6.0715 | 11.9792 | 24.7136 | 8.2883 | 6.0462 | 12.1067 | 22.2765 | 9.1921 | 6.7055 | 13.7715 | 22.5034 | 9.0427 | 6.5965 | 13.6383 | 22.6183 | 8.8399 | 6.4486 | 13.2902 | 22.7337 | 8.5772 | 6.2569 | 13.0242 | 22.8561 | 8.3411 | 6.0847 | 12.8012 | 22.9911 | 8.2147 | 5.9925 | 12.5553 | 23.1393 | 8.2261 | 6.0008 | 12.2953 | 23.3121 | 8.1709 | 5.9606 | 12.0762 | 23.5517 | 8.0802 | 5.8944 | 11.7382 | 23.7476 | 8.0016 | 5.837 | 11.5089 | 24.4829 | 7.6184 | 5.5575 | 10.6116 | 23.9387 | 7.9044 | 5.7661 | 11.2471 | 24.9887 | 7.377 | 5.3814 | 9.8221 | 25.2524 | 7.2767 | 5.3083 | 9.396 | 25.3711 | 7.1133 | 5.1891 | 9.2653 | 22.2764 | 9.1921 | 6.7055 | 13.7715 | 22.5426 | 8.7751 | 6.4013 | 12.5672 | 22.717 | 8.5158 | 6.2122 | 12.0064 | 22.8988 | 8.2124 | 5.9908 | 11.7235 | 23.122 | 8.1472 | 5.9433 | 11.4545 | 23.3341 | 8.0704 | 5.8873 | 11.1257 | 23.5321 | 7.9107 | 5.7707 | 10.7756 | 23.7408 | 7.808 | 5.6958 | 10.5055 | 24.0139 | 7.6398 | 5.5731 | 10.1251 | 24.2155 | 7.4983 | 5.4699 | 9.8786 | 25.0802 | 6.7318 | 4.9107 | 8.052 | 24.4005 | 7.3464 | 5.3591 | 9.6187 | 26.4081 | 5.338 | 3.894 | 2.8076 | 25.7727 | 4.1806 | 3.0497 | -1.8318 | 19.9117 | 3.2299 | 2.3562 | -5.2152 | 22.2764 | 9.1921 | 6.7055 | 13.7715 | 22.5352 | 8.7534 | 6.3855 | 12.4126 | 22.7175 | 8.4739 | 6.1816 | 11.829 | 22.9327 | 8.1078 | 5.9145 | 11.5388 | 23.1344 | 7.9643 | 5.8098 | 11.2703 | 23.3129 | 7.9371 | 5.79 | 10.9661 | 23.5074 | 7.8475 | 5.7246 | 10.6407 | 23.7322 | 7.6898 | 5.6096 | 10.2855 | 24.185 | 7.3404 | 5.3547 | 9.1484 | 24.5748 | 6.9781 | 5.0904 | 8.0919 | 25.9736 | 5.7503 | 4.1948 | 3.2907 | 24.948 | 6.6471 | 4.849 | 6.9024 | 24.4713 | 3.9695 | 2.8957 | -2.0688 | 18.5234 | 3.0047 | 2.1919 | -5.3652 | 18.118 | 2.9389 | 2.1439 | -4.962
MARYPORT | STAINBURN & SIDDICK | HARKER / HUTTON | 303716 | 535313 | 22.3841 | 17.3309 | 12.4561 | 17.8051 | 22.7115 | 17.2107 | 12.3697 | 17.2241 | 22.8888 | 16.7346 | 12.0275 | 16.6976 | 23.088 | 16.2212 | 11.6585 | 16.2246 | 23.2559 | 15.6839 | 11.2723 | 15.6259 | 23.3901 | 15.1516 | 10.8897 | 14.9703 | 23.5417 | 14.62 | 10.5077 | 14.315 | 23.7066 | 14.4573 | 10.3908 | 13.7935 | 23.9008 | 14.2846 | 10.2666 | 13.2116 | 24.0336 | 14.123 | 10.1505 | 12.7235 | 24.5111 | 13.3705 | 9.6097 | 10.2223 | 24.1614 | 13.9899 | 10.0548 | 12.3503 | 24.9592 | 12.0829 | 8.6842 | 5.1575 | 25.1978 | 10.979 | 7.8908 | 1.7523 | 25.341 | 9.9764 | 7.1703 | -0.94115 | 22.3873 | 17.3309 | 12.4561 | 17.8051 | 22.6956 | 17.244 | 12.3936 | 17.3488 | 22.7326 | 17.2028 | 12.364 | 17.2398 | 22.8062 | 17.1352 | 12.3154 | 17.1281 | 22.8825 | 17.0501 | 12.2543 | 16.9196 | 22.9635 | 16.9679 | 12.1952 | 16.7219 | 23.0641 | 16.8745 | 12.128 | 16.4475 | 23.1855 | 16.7816 | 12.0612 | 16.0895 | 23.3194 | 16.6722 | 11.9826 | 15.6391 | 23.41 | 16.6016 | 11.9319 | 15.3847 | 23.7184 | 16.3144 | 11.7255 | 14.3947 | 23.4985 | 16.5362 | 11.8849 | 15.1701 | 23.9084 | 15.9471 | 11.4615 | 13.2557 | 24.0574 | 15.6439 | 11.2436 | 12.5125 | 24.1666 | 15.3663 | 11.0441 | 12.0873 | 22.3841 | 17.3309 | 12.4561 | 17.8051 | 22.7117 | 17.2419 | 12.3921 | 17.3854 | 22.889 | 16.7889 | 12.0665 | 16.9498 | 23.0884 | 16.3015 | 11.7162 | 16.5914 | 23.2573 | 15.8004 | 11.3561 | 16.17 | 23.392 | 15.3036 | 10.999 | 15.7739 | 23.5441 | 14.8152 | 10.648 | 15.4181 | 23.708 | 14.6943 | 10.5611 | 15.1368 | 23.9023 | 14.5341 | 10.4459 | 14.6273 | 24.0342 | 14.3681 | 10.3267 | 14.1141 | 24.4992 | 13.727 | 9.8659 | 12.2583 | 24.1601 | 14.2195 | 10.2199 | 13.6493 | 24.8972 | 13.0405 | 9.3725 | 10.668 | 25.1105 | 12.3592 | 8.8828 | 9.9027 | 25.2042 | 11.7775 | 8.4648 | 9.9971 | 22.3827 | 17.3309 | 12.4561 | 17.8051 | 22.7224 | 17.1966 | 12.3595 | 17.2299 | 22.9673 | 16.721 | 12.0177 | 16.7394 | 23.169 | 16.1891 | 11.6354 | 16.3011 | 23.3274 | 15.6186 | 11.2254 | 15.7433 | 23.5073 | 15.0461 | 10.8139 | 15.1541 | 23.71 | 14.4383 | 10.3771 | 14.5967 | 23.9247 | 14.2213 | 10.2211 | 14.1931 | 24.1879 | 13.9789 | 10.0469 | 13.7118 | 24.3707 | 13.7583 | 9.8883 | 13.2829 | 25.0567 | 12.7985 | 9.1985 | 10.9947 | 24.5415 | 13.5663 | 9.7504 | 12.9705 | 25.7378 | 11.1648 | 8.0243 | 6.1897 | 26.0751 | 9.6544 | 6.9388 | 3.0421 | 26.2602 | 8.8511 | 6.3615 | 0.59602 | 22.3827 | 17.3309 | 12.4561 | 17.8051 | 22.7148 | 17.2092 | 12.3686 | 17.2371 | 22.9649 | 16.7501 | 12.0386 | 16.7379 | 23.1292 | 16.2185 | 11.6566 | 16.2891 | 23.278 | 15.6648 | 11.2586 | 15.7483 | 23.4455 | 15.1129 | 10.8619 | 15.2305 | 23.6362 | 14.5613 | 10.4655 | 14.7688 | 23.8414 | 14.3718 | 10.3293 | 14.409 | 24.1285 | 14.0542 | 10.101 | 13.3139 | 24.3586 | 13.7187 | 9.8599 | 12.1566 | 25.1764 | 12.4222 | 8.9281 | 7.776 | 24.5784 | 13.4033 | 9.6332 | 11.0583 | 25.8136 | 10.8655 | 7.8093 | 3.7318 | 26.0662 | 9.5989 | 6.8989 | 1.6387 | 26.0794 | 9.4652 | 6.8028 | 2.1612
MEDIPARK | ALTRINCHAM | CARRINGTON | 380478 | 387812 | 39.03 | 11.4877 | 8.2565 | 34.018 | 39.0004 | 11.3941 | 8.1892 | 34.077 | 39.0117 | 11.2907 | 8.1148 | 34.0273 | 39.0354 | 11.2203 | 8.0643 | 33.9351 | 39.0526 | 11.1427 | 8.0085 | 33.8703 | 39.0648 | 11.0204 | 7.9206 | 33.826 | 39.0766 | 10.963 | 7.8793 | 33.7838 | 39.0881 | 10.8699 | 7.8124 | 33.7436 | 39.0991 | 10.7827 | 7.7497 | 33.7049 | 39.1068 | 10.7187 | 7.7037 | 33.6721 | 39.13 | 10.3031 | 7.4051 | 33.5519 | 39.1136 | 10.6503 | 7.6546 | 33.6426 | 39.1445 | 10.1692 | 7.3088 | 33.3866 | 39.1466 | 9.9629 | 7.1605 | 33.2529 | 39.1381 | 9.8073 | 7.0487 | 33.1848 | 39.03 | 11.4877 | 8.2565 | 34.018 | 39.007 | 11.4529 | 8.2314 | 34.1178 | 38.9909 | 11.4451 | 8.2258 | 34.198 | 38.9903 | 11.4049 | 8.1969 | 34.2196 | 38.9819 | 11.3819 | 8.1804 | 34.2755 | 38.9664 | 11.3437 | 8.1529 | 34.3636 | 38.961 | 11.3228 | 8.1379 | 34.4152 | 38.9654 | 11.3038 | 8.1243 | 34.432 | 38.9788 | 11.2712 | 8.1008 | 34.4003 | 38.9772 | 11.2562 | 8.09 | 34.4068 | 38.9676 | 11.1725 | 8.0299 | 34.4442 | 38.9752 | 11.2427 | 8.0803 | 34.4145 | 38.95 | 11.0522 | 7.9434 | 34.5129 | 38.9273 | 10.8912 | 7.8277 | 34.6014 | 38.9003 | 10.7426 | 7.7209 | 34.7068 | 39.03 | 11.4877 | 8.2565 | 34.018 | 39.0004 | 11.4383 | 8.2209 | 34.1295 | 39.0117 | 11.3422 | 8.1519 | 34.0868 | 39.0354 | 11.2638 | 8.0955 | 33.996 | 39.0526 | 11.1865 | 8.0399 | 33.9322 | 39.0648 | 11.0655 | 7.953 | 33.8891 | 39.0766 | 11.0157 | 7.9172 | 33.8482 | 39.0881 | 10.9242 | 7.8514 | 33.8092 | 39.0991 | 10.8309 | 7.7844 | 33.7709 | 39.1068 | 10.7713 | 7.7415 | 33.7382 | 39.13 | 10.3871 | 7.4654 | 33.6364 | 39.1136 | 10.701 | 7.691 | 33.7086 | 39.1445 | 10.4055 | 7.4787 | 33.5672 | 39.1466 | 10.3682 | 7.4519 | 33.55 | 39.1381 | 10.2978 | 7.4013 | 33.5781 | 39.03 | 11.4877 | 8.2565 | 34.018 | 38.9981 | 11.3723 | 8.1735 | 34.0628 | 39.0068 | 11.282 | 8.1086 | 34.0219 | 39.0277 | 11.2045 | 8.0529 | 33.9424 | 39.0419 | 11.0441 | 7.9376 | 33.8907 | 39.0511 | 10.9436 | 7.8654 | 33.8597 | 39.0605 | 10.8537 | 7.8008 | 33.8304 | 39.0695 | 10.7704 | 7.7409 | 33.8035 | 39.0774 | 10.6786 | 7.6749 | 33.779 | 39.0813 | 10.5598 | 7.5895 | 33.7613 | 39.089 | 10.3237 | 7.4198 | 33.7044 | 39.0844 | 10.4146 | 7.4852 | 33.747 | 39.0835 | 10.1388 | 7.2869 | 33.6261 | 39.0641 | 9.9519 | 7.1526 | 33.5855 | 39.0337 | 9.7788 | 7.0282 | 33.6129 | 39.03 | 11.4877 | 8.2565 | 34.018 | 38.9965 | 11.3789 | 8.1783 | 34.0521 | 39.0036 | 11.2812 | 8.108 | 34.0117 | 39.0226 | 11.1575 | 8.0191 | 33.9344 | 39.0349 | 11.0115 | 7.9142 | 33.885 | 39.042 | 10.8609 | 7.8059 | 33.8565 | 39.0492 | 10.7457 | 7.7232 | 33.83 | 39.0559 | 10.5536 | 7.5851 | 33.8059 | 39.0615 | 10.2944 | 7.3988 | 33.7658 | 39.0655 | 10.399 | 7.474 | 33.7294 | 39.0736 | 10.1934 | 7.3262 | 33.6087 | 39.0687 | 10.3979 | 7.4732 | 33.6963 | 39.068 | 9.8867 | 7.1058 | 33.5078 | 39.0483 | 9.6716 | 6.9512 | 33.4892 | 39.0173 | 9.5785 | 6.8842 | 33.606
MELLING | KENDAL (PARKSIDE RD) | HARKER / HUTTON | 360144 | 471643 | 6.5628 | 6.5628 | 6.5628 | 3.7808 | 6.6159 | 6.6159 | 6.6159 | 3.7169 | 6.6471 | 6.6471 | 6.6471 | 3.5903 | 6.6794 | 6.6794 | 6.6794 | 3.5241 | 6.7137 | 6.7137 | 6.7137 | 3.3995 | 6.7509 | 6.7509 | 6.7509 | 3.2694 | 6.7908 | 6.7908 | 6.7908 | 3.1724 | 6.8322 | 6.8322 | 6.8322 | 3.0472 | 6.8772 | 6.8772 | 6.8772 | 2.9321 | 6.9156 | 6.9156 | 6.9156 | 2.8259 | 7.0408 | 7.0408 | 7.0408 | 2.3927 | 6.9511 | 6.9511 | 6.9511 | 2.7472 | 7.1369 | 7.1369 | 7.1369 | 1.7118 | 7.1774 | 7.1774 | 7.1774 | 1.2884 | 7.1879 | 7.1879 | 7.1879 | 1.0274 | 6.5634 | 6.5634 | 6.5634 | 3.7808 | 6.6198 | 6.6198 | 6.6198 | 3.7178 | 6.6392 | 6.6392 | 6.6392 | 3.672 | 6.6634 | 6.6634 | 6.6634 | 3.6697 | 6.6916 | 6.6916 | 6.6916 | 3.6084 | 6.7238 | 6.7238 | 6.7238 | 3.5472 | 6.7572 | 6.7572 | 6.7572 | 3.4885 | 6.7808 | 6.7808 | 6.7808 | 3.3632 | 6.8088 | 6.8088 | 6.8088 | 3.2347 | 6.8205 | 6.8205 | 6.8205 | 3.167 | 6.8624 | 6.8624 | 6.8624 | 2.9432 | 6.8311 | 6.8311 | 6.8311 | 3.119 | 6.9079 | 6.9079 | 6.9079 | 2.6865 | 6.9379 | 6.9379 | 6.9379 | 2.5173 | 6.9545 | 6.9545 | 6.9545 | 2.4507 | 6.5628 | 6.5628 | 6.5628 | 3.7808 | 6.6159 | 6.6159 | 6.6159 | 3.729 | 6.6471 | 6.6471 | 6.6471 | 3.6148 | 6.6794 | 6.6794 | 6.6794 | 3.5689 | 6.7137 | 6.7137 | 6.7137 | 3.4734 | 6.7509 | 6.7509 | 6.7509 | 3.3833 | 6.7908 | 6.7908 | 6.7908 | 3.3279 | 6.8322 | 6.8322 | 6.8322 | 3.2367 | 6.8772 | 6.8772 | 6.8772 | 3.1309 | 6.9156 | 6.9156 | 6.9156 | 3.0254 | 7.0408 | 7.0408 | 7.0408 | 2.6859 | 6.9511 | 6.9511 | 6.9511 | 2.9407 | 7.1369 | 7.1369 | 7.1369 | 2.4004 | 7.1774 | 7.1774 | 7.1774 | 2.2457 | 7.1879 | 7.1879 | 7.1879 | 2.2667 | 6.5627 | 6.5627 | 6.5627 | 3.7808 | 6.6167 | 6.6167 | 6.6167 | 3.7269 | 6.6492 | 6.6492 | 6.6492 | 3.6102 | 6.6866 | 6.6866 | 6.6866 | 3.5487 | 6.7279 | 6.7279 | 6.7279 | 3.4308 | 6.7703 | 6.7703 | 6.7703 | 3.3167 | 6.8137 | 6.8137 | 6.8137 | 3.2448 | 6.8563 | 6.8563 | 6.8563 | 3.1525 | 6.9075 | 6.9075 | 6.9075 | 3.0618 | 6.9515 | 6.9515 | 6.9515 | 2.9691 | 7.1009 | 7.1009 | 7.1009 | 2.5919 | 6.9905 | 6.9905 | 6.9905 | 2.9053 | 7.255 | 7.255 | 7.255 | 1.9831 | 7.3413 | 7.3413 | 7.3413 | 1.6181 | 7.3954 | 7.3954 | 7.3954 | 1.3999 | 6.5627 | 6.5627 | 6.5627 | 3.7808 | 6.6122 | 6.6122 | 6.6122 | 3.7357 | 6.6396 | 6.6396 | 6.6396 | 3.6261 | 6.6723 | 6.6723 | 6.6723 | 3.5658 | 6.7085 | 6.7085 | 6.7085 | 3.4533 | 6.7458 | 6.7458 | 6.7458 | 3.352 | 6.7839 | 6.7839 | 6.7839 | 3.2938 | 6.8221 | 6.8221 | 6.8221 | 3.2058 | 6.8822 | 6.8822 | 6.8822 | 3.0395 | 6.9393 | 6.9393 | 6.9393 | 2.8569 | 7.1291 | 7.1291 | 7.1291 | 2.2276 | 6.9924 | 6.9924 | 6.9924 | 2.6987 | 7.2791 | 7.2791 | 7.2791 | 1.6905 | 7.3487 | 7.3487 | 7.3487 | 1.4526 | 7.3492 | 7.3492 | 7.3492 | 1.5755
MERESIDE | PEEL | PENWORTHAM WEST / STANAH | 334431 | 434843 | 27.5106 | 14.0716 | 10.2651 | 19.1962 | 27.5507 | 13.5493 | 9.884 | 16.8776 | 27.5844 | 13.2981 | 9.7008 | 16.1943 | 27.6202 | 13.2168 | 9.6415 | 15.8895 | 27.6626 | 13.1128 | 9.5656 | 15.6425 | 27.7138 | 12.9811 | 9.4695 | 15.4566 | 27.7722 | 12.8799 | 9.3957 | 15.25 | 27.8382 | 12.8203 | 9.3522 | 15.0639 | 27.9115 | 12.7675 | 9.3137 | 14.8806 | 27.9599 | 12.7158 | 9.276 | 14.7176 | 28.1479 | 12.4878 | 9.1097 | 13.9599 | 28.0083 | 12.6629 | 9.2374 | 14.5367 | 28.3594 | 12.2093 | 8.9065 | 12.5391 | 28.5005 | 14.7077 | 10.729 | 11.05 | 28.6308 | 17.3229 | 12.6368 | 9.9747 | 27.508 | 14.0716 | 10.2651 | 19.1962 | 27.5544 | 14.0429 | 10.2441 | 19.1695 | 27.5928 | 14.0592 | 10.256 | 19.2837 | 27.6339 | 14.023 | 10.2295 | 19.2959 | 27.683 | 14.0051 | 10.2165 | 19.3861 | 27.7412 | 14.0005 | 10.2132 | 19.5668 | 27.8066 | 13.9762 | 10.1954 | 19.6239 | 27.881 | 13.9357 | 10.1659 | 19.5856 | 27.9625 | 13.8774 | 10.1233 | 19.4408 | 27.986 | 13.8325 | 10.0906 | 19.3861 | 28.0864 | 13.6676 | 9.9703 | 19.2683 | 28.0103 | 13.7962 | 10.0641 | 19.3698 | 28.2052 | 13.496 | 9.8452 | 19.0485 | 28.3139 | 15.8289 | 11.547 | 19.0092 | 28.4089 | 18.0457 | 13.1641 | 19.0833 | 27.5106 | 14.0716 | 10.2651 | 19.1962 | 27.5509 | 13.822 | 10.0829 | 18.958 | 27.5846 | 13.6645 | 9.968 | 18.6768 | 27.6206 | 13.5661 | 9.8963 | 18.3746 | 27.6638 | 13.4636 | 9.8215 | 18.1341 | 27.7153 | 13.3391 | 9.7307 | 17.9571 | 27.7741 | 13.2388 | 9.6575 | 17.7648 | 27.8394 | 13.1787 | 9.6137 | 17.5883 | 27.9128 | 13.1233 | 9.5732 | 17.4085 | 27.9604 | 13.0716 | 9.5356 | 17.2463 | 28.1383 | 12.8661 | 9.3856 | 16.6017 | 28.0073 | 13.0192 | 9.4974 | 17.0692 | 28.3092 | 12.7297 | 9.2862 | 15.9911 | 28.43 | 15.4075 | 11.2396 | 15.7112 | 28.5203 | 18.1999 | 13.2766 | 15.6457 | 27.5116 | 14.0716 | 10.2651 | 19.1962 | 27.556 | 13.382 | 9.7619 | 15.8706 | 27.5967 | 13.1468 | 9.5904 | 15.0188 | 27.6439 | 13.0227 | 9.4999 | 14.737 | 27.7036 | 12.9313 | 9.4332 | 14.5071 | 27.7763 | 12.7732 | 9.3179 | 14.3434 | 27.8598 | 12.6683 | 9.2413 | 14.1611 | 27.9502 | 12.6008 | 9.1921 | 14.0065 | 28.0601 | 12.5256 | 9.1372 | 13.7787 | 28.1387 | 12.4561 | 9.0866 | 13.551 | 28.4631 | 12.0656 | 8.8017 | 12.5872 | 28.2164 | 12.3939 | 9.0412 | 13.3106 | 28.8351 | 11.7232 | 8.5519 | 11.4108 | 29.0693 | 14.3106 | 10.4394 | 10.7516 | 29.2097 | 16.9526 | 12.3667 | 10.1045 | 27.5116 | 14.0716 | 10.2651 | 19.1962 | 27.5504 | 13.3161 | 9.7139 | 15.3582 | 27.5855 | 13.0796 | 9.5414 | 14.4126 | 27.6281 | 12.9482 | 9.4456 | 14.1346 | 27.6862 | 12.8569 | 9.3789 | 13.9056 | 27.7566 | 12.6939 | 9.26 | 13.7461 | 27.8393 | 12.5847 | 9.1804 | 13.5657 | 27.9325 | 12.5115 | 9.127 | 13.3998 | 28.0577 | 12.4049 | 9.0492 | 13.0277 | 28.1599 | 12.3077 | 8.9783 | 12.6668 | 28.5426 | 11.9468 | 8.715 | 11.3376 | 28.2597 | 12.2092 | 8.9065 | 12.2911 | 28.9023 | 11.9904 | 8.7468 | 10.2103 | 29.0851 | 17.0677 | 12.4506 | 9.4836 | 29.1464 | 17.0298 | 12.423 | 9.7332
MIDDLETON JUNCTION | CHADDERTON | WHITEGATE | 388606 | 405292 | 29.4362 | 13.2223 | 9.5031 | 13.1867 | 29.7486 | 13.0461 | 9.3765 | 12.651 | 29.9775 | 9.7233 | 6.9884 | 12.2249 | 30.1922 | 6.3965 | 4.5973 | 11.8533 | 18.673 | 3.0744 | 2.2096 | 11.4788 | 18.0453 | 2.971 | 2.1353 | 11.1784 | 17.29 | 2.8467 | 2.046 | 10.828 | 16.6358 | 2.739 | 1.9685 | 10.4831 | 16.014 | 2.6366 | 1.895 | 10.1697 | 15.37 | 2.5306 | 1.8188 | 9.8796 | 14.4513 | 2.3793 | 1.71 | 7.7979 | 15.4306 | 2.5405 | 1.8259 | 9.6056 | 26.816 | 4.4151 | 3.1732 | 2.7138 | 33.4614 | 8.6604 | 6.2244 | -1.5022 | 33.7709 | 9.1043 | 6.5434 | -4.54 | 29.4571 | 13.2223 | 9.5031 | 13.1867 | 29.7807 | 13.1419 | 9.4453 | 12.9523 | 29.932 | 11.1841 | 8.0382 | 12.9634 | 30.1083 | 9.2156 | 6.6235 | 12.9252 | 30.3051 | 7.2628 | 5.22 | 12.8957 | 30.5245 | 5.3227 | 3.8255 | 12.9852 | 20.384 | 3.3561 | 2.4121 | 12.8936 | 19.9637 | 3.2869 | 2.3623 | 12.6361 | 19.4684 | 3.2053 | 2.3037 | 12.3271 | 19.2126 | 3.1632 | 2.2735 | 12.1712 | 20.0222 | 3.2965 | 2.3693 | 11.5481 | 19.3866 | 3.1919 | 2.2941 | 12.0152 | 31.6728 | 5.2383 | 3.7649 | 10.9779 | 31.8868 | 8.3922 | 6.0316 | 10.6822 | 32.0436 | 8.9631 | 6.442 | 10.5882 | 29.4362 | 13.2223 | 9.5031 | 13.1867 | 29.749 | 13.1129 | 9.4245 | 12.8501 | 29.9781 | 11.0808 | 7.964 | 12.4738 | 30.193 | 9.046 | 6.5015 | 12.1372 | 30.3907 | 7.0124 | 5.04 | 11.8184 | 30.3641 | 4.9992 | 3.593 | 11.6121 | 18.1073 | 2.9812 | 2.1427 | 11.3723 | 17.4579 | 2.8743 | 2.0658 | 11.1137 | 16.9452 | 2.7899 | 2.0052 | 10.8422 | 16.3339 | 2.6893 | 1.9328 | 10.5701 | 16.6056 | 2.734 | 1.965 | 9.5181 | 16.3878 | 2.6981 | 1.9392 | 10.2977 | 32.9608 | 5.5596 | 3.9958 | 8.5674 | 33.2675 | 10.5823 | 7.6057 | 8.0241 | 33.467 | 11.6129 | 8.3464 | 7.8676 | 29.4282 | 13.2223 | 9.5031 | 13.1867 | 29.7562 | 13.0071 | 9.3485 | 12.505 | 29.9901 | 10.9688 | 7.8835 | 12.1157 | 30.2265 | 8.9217 | 6.4122 | 11.7988 | 30.4585 | 6.8341 | 4.9118 | 11.4819 | 29.149 | 4.7992 | 3.4493 | 11.2578 | 16.7954 | 2.7652 | 1.9874 | 11.0203 | 16.0586 | 2.6439 | 1.9002 | 10.8069 | 15.2438 | 2.5098 | 1.8038 | 10.5977 | 14.3785 | 2.3673 | 1.7014 | 10.3636 | 12.7394 | 2.0974 | 1.5075 | 8.4742 | 14.2378 | 2.3441 | 1.6848 | 10.1462 | 25.8654 | 4.2585 | 3.0607 | 3.661 | 34.6969 | 8.3894 | 6.0296 | -0.2454 | 34.9672 | 8.8819 | 6.3836 | -2.8694 | 29.4282 | 13.2223 | 9.5031 | 13.1867 | 29.7447 | 12.9954 | 9.3401 | 12.421 | 29.9745 | 12.9003 | 9.2717 | 12.0312 | 30.225 | 12.7804 | 9.1855 | 11.7065 | 30.473 | 12.6293 | 9.0769 | 11.3826 | 30.7092 | 12.5258 | 9.0025 | 11.1727 | 30.9327 | 12.3981 | 8.9108 | 10.9453 | 31.2305 | 12.2457 | 8.8012 | 10.5939 | 32.1422 | 11.9674 | 8.6012 | 9.5377 | 32.5933 | 11.6797 | 8.3944 | 8.433 | 33.5345 | 11.0854 | 7.9673 | 4.1568 | 32.8383 | 11.4119 | 8.2019 | 7.3391 | 34.4285 | 9.8722 | 7.0954 | -0.34309 | 34.8411 | 9.1259 | 6.559 | -3.0365 | 34.8798 | 9.0445 | 6.5005 | -2.4895
MIDWAY | EGREMONT | HARKER / HUTTON | 304525 | 501993 | 17.8665 | 17.8665 | 17.8665 | 12.3249 | 18.0799 | 18.0799 | 18.0799 | 12.125 | 18.1688 | 18.1688 | 18.1688 | 11.8566 | 18.262 | 18.262 | 18.262 | 11.639 | 18.362 | 18.362 | 18.362 | 11.3131 | 18.4752 | 18.4752 | 18.4752 | 10.9903 | 18.5849 | 18.5849 | 18.5395 | 10.7948 | 18.7024 | 18.7024 | 18.4768 | 10.4909 | 18.8386 | 18.8386 | 18.4249 | 10.2641 | 18.9354 | 18.9354 | 18.3699 | 10.0194 | 19.2946 | 19.2946 | 18.141 | 8.9684 | 19.0301 | 19.0301 | 18.3295 | 9.8546 | 19.6391 | 19.6391 | 17.7625 | 7.0428 | 19.7919 | 19.7919 | 17.4762 | 5.8339 | 19.8495 | 19.8495 | 17.2199 | 4.9491 | 17.8699 | 17.8699 | 17.8699 | 12.3249 | 18.0762 | 18.0762 | 18.0762 | 12.189 | 18.096 | 18.096 | 18.096 | 12.145 | 18.1182 | 18.1182 | 18.1182 | 12.1268 | 18.1365 | 18.1365 | 18.1365 | 12.0125 | 18.1491 | 18.1491 | 18.1491 | 11.9285 | 18.1791 | 18.1791 | 18.1791 | 11.9021 | 18.2284 | 18.2284 | 18.2284 | 11.6833 | 18.289 | 18.289 | 18.289 | 11.5061 | 18.33 | 18.33 | 18.33 | 11.3819 | 18.53 | 18.53 | 18.53 | 10.9474 | 18.3723 | 18.3723 | 18.3723 | 11.3027 | 18.7907 | 18.7907 | 18.4822 | 10.3699 | 18.9468 | 18.9468 | 18.3936 | 9.955 | 18.9943 | 18.9943 | 18.3363 | 9.7883 | 17.8665 | 17.8665 | 17.8665 | 12.3249 | 18.0816 | 18.0816 | 18.0816 | 12.2025 | 18.1712 | 18.1712 | 18.1712 | 11.9744 | 18.2645 | 18.2645 | 18.2645 | 11.8174 | 18.365 | 18.365 | 18.365 | 11.5838 | 18.4784 | 18.4784 | 18.4784 | 11.3926 | 18.5851 | 18.5851 | 18.5851 | 11.3361 | 18.7003 | 18.7003 | 18.5673 | 11.153 | 18.8347 | 18.8347 | 18.519 | 10.9537 | 18.9293 | 18.9293 | 18.463 | 10.7023 | 19.2758 | 19.2758 | 18.2635 | 9.8671 | 19.0212 | 19.0212 | 18.4181 | 10.5024 | 19.5779 | 19.5779 | 18.0455 | 9.1476 | 19.6934 | 19.6934 | 17.8645 | 8.773 | 19.7249 | 19.7249 | 17.7332 | 8.9167 | 17.8652 | 17.8652 | 17.8652 | 12.3249 | 18.0984 | 18.0984 | 18.0984 | 12.1263 | 18.185 | 18.185 | 18.185 | 11.8771 | 18.3003 | 18.3003 | 18.3003 | 11.6757 | 18.4372 | 18.4372 | 18.4372 | 11.369 | 18.563 | 18.563 | 18.5622 | 11.0823 | 18.7025 | 18.7025 | 18.4542 | 10.9407 | 18.8547 | 18.8547 | 18.2835 | 10.7067 | 19.0436 | 19.0436 | 18.1475 | 10.5333 | 19.1815 | 19.1815 | 18.0195 | 10.3182 | 19.6608 | 19.6608 | 17.6427 | 9.3671 | 19.3136 | 19.3136 | 17.912 | 10.1831 | 20.044 | 20.044 | 17.2068 | 7.5601 | 20.2337 | 20.2337 | 16.8603 | 6.4537 | 20.3077 | 20.3077 | 16.5689 | 5.6797 | 17.8652 | 17.8652 | 17.8652 | 12.3249 | 18.0928 | 18.0928 | 18.0928 | 12.1319 | 18.1772 | 18.1772 | 18.1772 | 11.8861 | 18.2906 | 18.2906 | 18.2906 | 11.6763 | 18.4145 | 18.4145 | 18.4145 | 11.3739 | 18.535 | 18.535 | 18.535 | 11.1175 | 18.6754 | 18.6754 | 18.4985 | 11.0127 | 18.8295 | 18.8295 | 18.4283 | 10.8059 | 19.0332 | 19.0332 | 18.3345 | 10.425 | 19.194 | 19.194 | 18.2284 | 9.9574 | 19.7029 | 19.7029 | 17.8527 | 8.279 | 19.3464 | 19.3464 | 18.1356 | 9.5485 | 20.0594 | 20.0594 | 17.3927 | 6.77 | 20.2081 | 20.2081 | 17.0911 | 6.0363 | 20.2172 | 20.2172 | 16.9393 | 6.3224
MILNROW | CASTLETON | ROCHDALE | 392351 | 413056 | 29.5332 | 10.764 | 7.8522 | 17.0822 | 29.679 | 10.5744 | 7.7139 | 16.0869 | 29.7556 | 10.446 | 7.6202 | 15.9104 | 29.8579 | 10.3591 | 7.5568 | 15.6787 | 29.9652 | 10.1643 | 7.4147 | 15.3556 | 30.085 | 10.0462 | 7.3286 | 14.9861 | 30.2213 | 9.9687 | 7.272 | 14.6777 | 30.3515 | 9.9121 | 7.2307 | 14.498 | 30.4751 | 9.8125 | 7.1581 | 14.1485 | 30.5718 | 9.7085 | 7.0823 | 13.8864 | 30.9325 | 9.2483 | 6.7465 | 12.1958 | 30.6654 | 9.6165 | 7.0151 | 13.7258 | 31.339 | 8.3607 | 6.099 | 7.6948 | 31.616 | 7.7342 | 5.642 | 3.9968 | 31.8476 | 7.1648 | 5.2266 | 1.252 | 29.5256 | 10.764 | 7.8522 | 17.0822 | 29.6838 | 10.6171 | 7.745 | 16.2033 | 29.7142 | 10.5736 | 7.7133 | 16.1918 | 29.7679 | 10.4972 | 7.6576 | 16.0739 | 29.8215 | 10.3817 | 7.5733 | 15.8624 | 29.877 | 10.3122 | 7.5226 | 15.6308 | 29.9549 | 10.2352 | 7.4664 | 15.4042 | 30.0521 | 10.1938 | 7.4362 | 15.2014 | 30.1295 | 10.1198 | 7.3823 | 14.8087 | 30.1701 | 10.081 | 7.354 | 14.6126 | 30.3375 | 9.8958 | 7.2188 | 13.97 | 30.2097 | 10.058 | 7.3372 | 14.4948 | 30.5454 | 9.7549 | 7.1161 | 13.2344 | 30.7327 | 9.7657 | 7.124 | 12.711 | 30.8923 | 9.6604 | 7.0471 | 12.3024 | 29.5332 | 10.764 | 7.8522 | 17.0822 | 29.6793 | 10.6076 | 7.7381 | 16.1901 | 29.7561 | 10.5086 | 7.6659 | 16.0533 | 29.8585 | 10.4257 | 7.6054 | 15.8537 | 29.9672 | 10.2847 | 7.5025 | 15.5802 | 30.0878 | 10.145 | 7.4007 | 15.2963 | 30.2247 | 10.0528 | 7.3334 | 15.0861 | 30.3533 | 10.0067 | 7.2997 | 14.9754 | 30.4772 | 9.9185 | 7.2354 | 14.6629 | 30.5726 | 9.8222 | 7.1651 | 14.4116 | 30.9169 | 9.5047 | 6.9335 | 13.5747 | 30.6637 | 9.7239 | 7.0935 | 14.2422 | 31.2572 | 9.2853 | 6.7735 | 12.6657 | 31.5009 | 9.2552 | 6.7516 | 12.0647 | 31.6672 | 9.1126 | 6.6475 | 11.7295 | 29.5364 | 10.764 | 7.8522 | 17.0822 | 29.6832 | 10.5548 | 7.6996 | 16.0218 | 29.7697 | 10.4317 | 7.6098 | 15.8631 | 29.8929 | 10.3226 | 7.5302 | 15.6555 | 30.0349 | 10.1586 | 7.4106 | 15.3622 | 30.1982 | 10.0167 | 7.307 | 15.0384 | 30.3644 | 9.8815 | 7.2084 | 14.7937 | 30.5098 | 9.6055 | 7.0071 | 14.6887 | 30.6862 | 9.6357 | 7.0291 | 14.4032 | 30.8272 | 9.5566 | 6.9714 | 14.1867 | 31.4488 | 9.0303 | 6.5875 | 12.6151 | 30.9625 | 9.499 | 6.9294 | 14.0711 | 32.354 | 8.0052 | 5.8397 | 8.2566 | 32.8613 | 7.3614 | 5.3701 | 4.7092 | 33.0927 | 6.781 | 4.9466 | 2.1738 | 29.5364 | 10.764 | 7.8522 | 17.0822 | 29.6685 | 10.5575 | 7.7016 | 16.0236 | 29.7376 | 10.4899 | 7.6523 | 15.9077 | 29.8467 | 10.4065 | 7.5914 | 15.7313 | 29.9803 | 10.291 | 7.5071 | 15.4717 | 30.1354 | 10.1322 | 7.3913 | 15.1956 | 30.3149 | 10.0224 | 7.3112 | 14.9925 | 30.4843 | 9.9435 | 7.2536 | 14.797 | 30.7475 | 9.6599 | 7.0467 | 13.7863 | 30.9813 | 9.4266 | 6.8766 | 12.8131 | 31.848 | 8.6311 | 6.2962 | 9.1485 | 31.2099 | 9.1964 | 6.7086 | 11.9361 | 32.5769 | 7.471 | 5.45 | 5.0942 | 32.898 | 7.0319 | 5.1297 | 2.621 | 32.9492 | 6.9452 | 5.0664 | 2.8814
MINTSFEET | KENDAL (PARKSIDE RD) | HARKER / HUTTON | 351827 | 494315 | 18.3869 | 3.0273 | 2.1758 | 12.7491 | 16.9751 | 2.7948 | 2.0087 | 11.6816 | 16.0606 | 2.6443 | 1.9005 | 11.1068 | 15.0585 | 2.4793 | 1.7819 | 10.7489 | 13.8379 | 2.2783 | 1.6375 | 10.2725 | 12.4811 | 2.0549 | 1.4769 | 9.7163 | 11.9867 | 1.9735 | 1.4184 | 9.2784 | 10.8061 | 1.7791 | 1.2787 | 8.5054 | 9.7766 | 1.6096 | 1.1569 | 7.8609 | 8.8865 | 1.4631 | 1.0516 | 7.3922 | 4.5449 | 0.74828 | 0.53781 | 4.5449 | 8.0551 | 1.3262 | 0.95317 | 6.8955 | 2.6844 | 0.44197 | 0.31765 | -3.2458 | 9.8364 | 1.6195 | 1.164 | -9.4915 | 30.3399 | 4.9952 | 3.5902 | -11.4791 | 18.3869 | 3.0273 | 2.1758 | 12.7491 | 17.8225 | 2.9343 | 2.109 | 12.3703 | 17.6464 | 2.9053 | 2.0881 | 12.2796 | 17.3602 | 2.8582 | 2.0543 | 12.1801 | 16.9562 | 2.7917 | 2.0065 | 12.0383 | 16.6444 | 2.7404 | 1.9696 | 11.9952 | 16.0537 | 2.6431 | 1.8997 | 11.6651 | 15.1709 | 2.4978 | 1.7952 | 11.1487 | 14.3066 | 2.3555 | 1.6929 | 10.6168 | 13.7892 | 2.2703 | 1.6317 | 10.2806 | 11.7201 | 1.9296 | 1.3869 | 9.2415 | 13.287 | 2.1876 | 1.5723 | 10.0313 | 10.7341 | 1.7673 | 1.2702 | 8.2605 | 24.7515 | 4.6763 | 3.361 | 7.5487 | 25.0191 | 7.6501 | 5.4982 | 7.1984 | 18.3869 | 3.0273 | 2.1758 | 12.7491 | 17.6405 | 2.9044 | 2.0874 | 12.2365 | 16.8847 | 2.7799 | 1.998 | 11.787 | 15.8805 | 2.6146 | 1.8792 | 11.4504 | 14.8023 | 2.4371 | 1.7516 | 11.0961 | 13.6019 | 2.2395 | 1.6095 | 10.74 | 13.37 | 2.2013 | 1.5821 | 10.4457 | 12.3611 | 2.0352 | 1.4627 | 9.7856 | 11.3987 | 1.8767 | 1.3488 | 9.1854 | 10.5186 | 1.7318 | 1.2447 | 8.7279 | 7.0333 | 1.158 | 0.83226 | 6.9476 | 9.6584 | 1.5902 | 1.1429 | 8.21 | 0.38811 | 0.0639 | 0.045926 | 0.38811 | 18.9584 | 3.1214 | 2.2434 | -1.9789 | 33.2159 | 6.9474 | 4.9932 | -1.7119 | 18.3869 | 3.0273 | 2.1758 | 12.7491 | 16.5225 | 2.7203 | 1.9551 | 11.3433 | 15.4531 | 2.5442 | 1.8286 | 10.6863 | 14.3106 | 2.3561 | 1.6934 | 10.4325 | 12.82 | 2.1107 | 1.517 | 9.8509 | 11.8692 | 1.9542 | 1.4045 | 9.2951 | 10.8792 | 1.7912 | 1.2874 | 8.8717 | 9.4768 | 1.5603 | 1.1214 | 8.1354 | 7.8478 | 1.2921 | 0.92864 | 7.1596 | 6.6359 | 1.0926 | 0.78524 | 6.6359 | 2.6844 | 0.44197 | 0.31765 | -5.4026 | 5.7268 | 0.94287 | 0.67766 | 5.7268 | 2.6844 | 0.44197 | 0.31765 | -9.5001 | 2.6487 | 0.43608 | 0.31342 | -11.7892 | 23.2516 | 3.8282 | 2.7514 | -13.1862 | 18.3869 | 3.0273 | 2.1758 | 12.7491 | 16.4055 | 2.701 | 1.9413 | 11.1855 | 15.3531 | 2.5278 | 1.8168 | 10.5077 | 14.1905 | 2.3364 | 1.6792 | 10.3078 | 7.7673 | 1.2788 | 0.91912 | 4.9344 | 7.2579 | 1.195 | 0.85884 | 4.714 | 6.1528 | 1.013 | 0.72807 | 4.2399 | 4.9649 | 0.81743 | 0.5875 | 3.7495 | 3.0601 | 0.50383 | 0.36211 | 2.7 | 0.76354 | 0.12571 | 0.090351 | 0.76354 | 2.6844 | 0.44197 | 0.31765 | -3.2813 | 2.6844 | 0.44197 | 0.31765 | 0.32121 | 2.6844 | 0.44197 | 0.31765 | -6.786 | 29.781 | 4.9032 | 3.524 | -8.6302 | 28.8153 | 4.7442 | 3.4098 | -7.9365
MONSALL | STUART ST | STALYBRIDGE | 386332 | 401003 | 25.1837 | 8.0108 | 5.8438 | 16.9531 | 25.2468 | 7.5719 | 5.5236 | 14.8689 | 25.275 | 7.3651 | 5.3727 | 14.5379 | 25.3396 | 7.2199 | 5.2668 | 14.4386 | 25.3895 | 7.0522 | 5.1445 | 14.2255 | 25.4284 | 6.9367 | 5.0602 | 14.0508 | 25.4679 | 6.8606 | 5.0047 | 13.9094 | 25.5088 | 6.7946 | 4.9565 | 13.6916 | 25.5543 | 6.7148 | 4.8984 | 13.5075 | 25.5871 | 6.6412 | 4.8447 | 13.3396 | 25.684 | 6.2498 | 4.5592 | 12.1181 | 25.615 | 6.5862 | 4.8045 | 13.2602 | 25.7592 | 5.3603 | 3.9103 | 8.2703 | 25.7869 | 4.6486 | 3.3911 | 5.1775 | 24.9668 | 4.0499 | 2.9543 | 3.0083 | 25.1835 | 8.0108 | 5.8438 | 16.9531 | 25.2738 | 7.8442 | 5.7223 | 16.2333 | 25.2406 | 7.7322 | 5.6406 | 16.223 | 25.2501 | 7.6548 | 5.5841 | 16.2523 | 25.2429 | 7.557 | 5.5127 | 16.1949 | 25.2074 | 7.4281 | 5.4187 | 16.202 | 25.2004 | 7.4216 | 5.4139 | 16.2013 | 25.2213 | 7.3831 | 5.3859 | 16.0666 | 25.2669 | 7.3365 | 5.3519 | 15.9271 | 25.2682 | 7.3162 | 5.337 | 15.8661 | 25.2591 | 7.2385 | 5.2804 | 15.7524 | 25.2668 | 7.301 | 5.3259 | 15.8569 | 25.2329 | 7.1588 | 5.2223 | 15.5511 | 25.1865 | 7.1857 | 5.2419 | 15.4735 | 25.1264 | 7.1789 | 5.2369 | 15.4255 | 25.1837 | 8.0108 | 5.8438 | 16.9531 | 25.2468 | 7.794 | 5.6856 | 16.0612 | 25.275 | 7.6465 | 5.578 | 15.9054 | 25.3396 | 7.5498 | 5.5075 | 15.8384 | 25.3895 | 7.402 | 5.3997 | 15.6888 | 25.4284 | 7.2521 | 5.2903 | 15.6026 | 25.4679 | 7.1583 | 5.2219 | 15.5592 | 25.5088 | 7.112 | 5.1881 | 15.423 | 25.5543 | 7.046 | 5.14 | 15.2772 | 25.5871 | 6.9714 | 5.0855 | 15.1234 | 25.684 | 6.7231 | 4.9044 | 14.6844 | 25.615 | 6.9137 | 5.0435 | 15.0293 | 25.7592 | 6.4433 | 4.7003 | 14.1717 | 25.7869 | 6.229 | 4.544 | 13.9032 | 25.7679 | 6.1369 | 4.4768 | 13.8641 | 25.1838 | 8.0108 | 5.8438 | 16.9531 | 25.2402 | 7.4613 | 5.4429 | 14.2246 | 25.2632 | 7.2714 | 5.3044 | 13.8319 | 25.323 | 7.1449 | 5.2121 | 13.758 | 25.3698 | 6.9439 | 5.0654 | 13.5676 | 25.4067 | 6.7782 | 4.9446 | 13.4201 | 25.4456 | 6.6734 | 4.8682 | 13.3151 | 25.4839 | 6.5828 | 4.802 | 13.1303 | 25.5239 | 6.4728 | 4.7218 | 12.9754 | 25.5496 | 6.3783 | 4.6529 | 12.8419 | 25.6428 | 5.8631 | 4.2771 | 11.722 | 25.5686 | 6.3113 | 4.604 | 12.7996 | 25.819 | 4.8293 | 3.5229 | 7.983 | 25.3174 | 4.1067 | 2.9958 | 5.0071 | 22.6035 | 3.6665 | 2.6747 | 2.9576 | 25.1838 | 8.0108 | 5.8438 | 16.9531 | 25.2255 | 7.4041 | 5.4012 | 13.9371 | 25.2311 | 7.2702 | 5.3035 | 13.5524 | 25.2743 | 7.1922 | 5.2466 | 13.5186 | 25.3038 | 7.0492 | 5.1423 | 13.3689 | 25.3234 | 6.9323 | 5.057 | 13.2698 | 25.3462 | 6.8506 | 4.9974 | 13.2108 | 25.3756 | 6.7373 | 4.9148 | 12.9629 | 25.4363 | 6.5243 | 4.7594 | 12.1399 | 25.4942 | 6.2753 | 4.5778 | 11.2974 | 25.6829 | 5.4107 | 3.9471 | 8.2161 | 25.5487 | 6.0673 | 4.426 | 10.5317 | 25.8429 | 4.2355 | 3.0897 | 4.791 | 23.5869 | 3.826 | 2.791 | 2.8087 | 23.0841 | 3.7445 | 2.7315 | 3.3573
MONTON | BARTON | CARRINGTON | 376321 | 399494 | 23.7901 | 10.6326 | 7.7564 | 10.6717 | 23.9324 | 10.366 | 7.5619 | 8.8388 | 24.0162 | 10.3084 | 7.5198 | 8.44 | 24.1245 | 10.2718 | 7.4931 | 8.1347 | 24.2372 | 10.1977 | 7.4391 | 7.7807 | 24.363 | 10.1279 | 7.3882 | 7.3603 | 24.5018 | 10.0321 | 7.3183 | 6.9675 | 24.6464 | 9.9558 | 7.2626 | 6.5619 | 24.8082 | 9.8466 | 7.183 | 6.1632 | 24.928 | 9.7104 | 7.0836 | 5.7931 | 25.4057 | 9.1387 | 6.6665 | 3.7901 | 25.0478 | 9.6118 | 7.0117 | 5.4334 | 26.0002 | 8.2199 | 5.9963 | -0.11001 | 26.4206 | 7.5305 | 5.4934 | -3.2028 | 26.8243 | 7.0106 | 5.1142 | -5.472 | 23.7816 | 10.6326 | 7.7564 | 10.6717 | 23.9476 | 10.4941 | 7.6553 | 9.7201 | 23.9976 | 10.4532 | 7.6254 | 9.6451 | 24.0723 | 10.3998 | 7.5865 | 9.5061 | 24.1385 | 10.3298 | 7.5354 | 9.2308 | 24.2081 | 10.2619 | 7.4859 | 8.9844 | 24.3025 | 10.2016 | 7.4419 | 8.7389 | 24.4243 | 10.1309 | 7.3904 | 8.2398 | 24.5614 | 10.0617 | 7.3399 | 7.7809 | 24.6224 | 10.0291 | 7.3161 | 7.5051 | 24.8779 | 9.8772 | 7.2053 | 6.424 | 24.6833 | 9.9971 | 7.2928 | 7.2362 | 25.1996 | 9.6995 | 7.0756 | 5.3467 | 25.5135 | 9.6702 | 7.0543 | 4.7268 | 25.7912 | 9.5948 | 6.9993 | 4.1963 | 23.7901 | 10.6326 | 7.7564 | 10.6717 | 23.9331 | 10.4489 | 7.6224 | 9.389 | 24.0172 | 10.4383 | 7.6146 | 9.0952 | 24.1258 | 10.4207 | 7.6018 | 8.8245 | 24.2415 | 10.3626 | 7.5594 | 8.5141 | 24.369 | 10.2886 | 7.5054 | 8.1796 | 24.5085 | 10.2077 | 7.4464 | 7.885 | 24.6504 | 10.1396 | 7.3967 | 7.5375 | 24.8126 | 10.0439 | 7.3269 | 7.1864 | 24.9297 | 9.9273 | 7.2418 | 6.8409 | 25.3726 | 9.4634 | 6.9034 | 5.4771 | 25.0442 | 9.8205 | 7.164 | 6.4876 | 25.8269 | 9.0412 | 6.5955 | 4.1844 | 26.177 | 8.7999 | 6.4194 | 3.4599 | 26.4424 | 8.6171 | 6.2861 | 3.0019 | 23.7937 | 10.6326 | 7.7564 | 10.6717 | 23.9356 | 10.2969 | 7.5114 | 8.3356 | 24.0283 | 10.2518 | 7.4786 | 7.9163 | 24.1555 | 10.2127 | 7.45 | 7.6411 | 24.3027 | 10.1189 | 7.3816 | 7.2915 | 24.4715 | 10.0216 | 7.3106 | 6.9113 | 24.6476 | 9.8815 | 7.2084 | 6.5864 | 24.8404 | 9.7586 | 7.1187 | 6.1896 | 25.0797 | 9.6086 | 7.0093 | 5.815 | 25.2701 | 9.4775 | 6.9137 | 5.4425 | 26.0843 | 8.7451 | 6.3794 | 3.3582 | 25.462 | 9.3147 | 6.7949 | 5.0812 | 27.0652 | 7.7602 | 5.6609 | -0.52208 | 27.6384 | 7.0775 | 5.1629 | -3.2357 | 27.924 | 6.6077 | 4.8202 | -5.1165 | 23.7937 | 10.6326 | 7.7564 | 10.6717 | 23.9185 | 10.269 | 7.4911 | 8.1162 | 23.9912 | 10.2714 | 7.4929 | 7.6956 | 24.1031 | 10.2399 | 7.4699 | 7.451 | 24.2479 | 10.1351 | 7.3934 | 7.125 | 24.4178 | 10.009 | 7.3014 | 6.7747 | 24.5996 | 9.8893 | 7.2141 | 6.4728 | 24.8094 | 9.7258 | 7.0948 | 6.0232 | 25.0963 | 9.3821 | 6.8441 | 5.1415 | 25.3453 | 9.1711 | 6.6902 | 4.2297 | 26.3031 | 8.2655 | 6.0296 | 0.63637 | 25.593 | 8.9381 | 6.5202 | 3.3117 | 27.239 | 7.1996 | 5.252 | -2.9709 | 27.652 | 6.7399 | 4.9166 | -4.8556 | 27.7285 | 6.5919 | 4.8087 | -4.714
MOORSIDE | RIBBLE | PENWORTHAM EAST / ROCHDALE | 349331 | 435746 | 14.1408 | 12.4768 | 9.1017 | 12.4357 | 14.2883 | 11.474 | 8.3701 | 7.8197 | 14.3704 | 10.6681 | 7.7823 | 6.4732 | 14.4771 | 10.4933 | 7.6547 | 6.2999 | 14.5863 | 10.1138 | 7.3779 | 5.8442 | 14.7058 | 9.679 | 7.0607 | 5.3669 | 14.8396 | 9.1549 | 6.6784 | 4.9277 | 14.9878 | 9.0297 | 6.5871 | 4.5604 | 15.1555 | 8.8731 | 6.4728 | 4.063 | 15.2804 | 8.6226 | 6.2901 | 3.661 | 15.7465 | 8.3859 | 6.1174 | 1.9323 | 15.4025 | 8.368 | 6.1044 | 3.3387 | 16.2118 | 8.1005 | 5.9092 | -0.62871 | 16.5016 | 8.0239 | 5.8533 | -2.3838 | 16.7392 | 7.6254 | 5.5626 | -3.6812 | 14.1456 | 12.4768 | 9.1017 | 12.4357 | 14.2787 | 12.1207 | 8.8419 | 10.6344 | 14.3048 | 11.9889 | 8.7457 | 10.1581 | 14.3506 | 11.9331 | 8.705 | 10.144 | 14.3931 | 11.8082 | 8.6139 | 9.9174 | 14.4342 | 11.6654 | 8.5097 | 9.6956 | 14.4992 | 11.4235 | 8.3333 | 9.4175 | 14.5897 | 11.547 | 8.4234 | 9.0626 | 14.6989 | 11.5992 | 8.4615 | 8.575 | 14.7485 | 11.6407 | 8.4917 | 8.2753 | 14.9538 | 11.6371 | 8.4891 | 7.1264 | 14.7979 | 11.6631 | 8.5081 | 8.0205 | 15.1954 | 11.6888 | 8.5268 | 5.895 | 15.4058 | 11.447 | 8.3504 | 5.0097 | 15.5797 | 12.0714 | 8.8059 | 4.5201 | 14.1408 | 12.4768 | 9.1017 | 12.4357 | 14.2886 | 11.8207 | 8.623 | 9.2952 | 14.3709 | 10.888 | 7.9427 | 8.2988 | 14.4777 | 10.8248 | 7.8965 | 8.153 | 14.5885 | 10.464 | 7.6333 | 7.7876 | 14.7089 | 10.0309 | 7.3174 | 7.4393 | 14.8433 | 9.5586 | 6.9728 | 7.1386 | 14.99 | 9.4488 | 6.8928 | 6.8772 | 15.1579 | 9.3191 | 6.7982 | 6.4185 | 15.2814 | 9.1045 | 6.6416 | 6.0057 | 15.7283 | 8.8557 | 6.4601 | 4.4905 | 15.4005 | 8.8329 | 6.4435 | 5.6444 | 16.1239 | 8.9584 | 6.535 | 3.1278 | 16.3781 | 9.0958 | 6.6353 | 2.2638 | 16.5455 | 8.8888 | 6.4842 | 2.0699 | 14.1396 | 12.4768 | 9.1017 | 12.4357 | 14.2928 | 11.0216 | 8.0401 | 6.1826 | 14.3836 | 10.6005 | 7.7329 | 4.5352 | 14.509 | 10.3109 | 7.5217 | 4.4275 | 14.6499 | 9.8996 | 7.2216 | 4.005 | 14.8101 | 9.2797 | 6.7694 | 3.5857 | 14.9888 | 8.5964 | 6.2709 | 3.2386 | 15.181 | 8.0989 | 5.908 | 2.9852 | 15.4167 | 8.3392 | 6.0833 | 2.571 | 15.5851 | 8.3667 | 6.1034 | 2.2211 | 16.2141 | 7.8425 | 5.721 | 0.65683 | 15.7438 | 8.3083 | 6.0608 | 1.9548 | 16.8475 | 7.3556 | 5.3658 | -1.7072 | 17.1909 | 7.3558 | 5.366 | -3.277 | 17.3739 | 7.2653 | 5.2999 | -4.326 | 14.1396 | 12.4768 | 9.1017 | 12.4357 | 14.2842 | 10.9044 | 7.9546 | 5.3662 | 14.3663 | 10.5082 | 7.6656 | 3.5549 | 14.4852 | 10.1859 | 7.4305 | 3.4685 | 14.6256 | 9.74 | 7.1052 | 3.0574 | 14.7843 | 9.1425 | 6.6693 | 2.675 | 14.9647 | 8.4449 | 6.1605 | 2.373 | 15.1619 | 8.143 | 5.9402 | 2.1541 | 15.4087 | 8.4075 | 6.1332 | 1.531 | 15.5986 | 8.398 | 6.1262 | 0.9276 | 16.2919 | 8.6681 | 6.3233 | -1.388 | 15.7825 | 8.3434 | 6.0864 | 0.38419 | 16.896 | 7.6659 | 5.5921 | -3.447 | 17.1613 | 7.2228 | 5.269 | -4.6165 | 17.2434 | 7.1339 | 5.2041 | -4.5401
MORTON PARK & PIRELLI | CARLISLE | HARKER / HUTTON | 337826 | 553939 | 3.3951 | 0.55897 | 0.40175 | 3.3951 | 2.6844 | 0.44197 | 0.31765 | 2.6844 | 2.6844 | 0.44197 | 0.31765 | -0.41677 | 2.6844 | 0.44197 | 0.31765 | -3.6046 | 2.6844 | 0.44197 | 0.31765 | -7.2129 | 2.6844 | 0.44197 | 0.31765 | -10.8619 | 2.6844 | 0.44197 | 0.31765 | -13.415 | 1.8612 | 0.44197 | 0.31765 | -16.2687 | 1.6795 | 0.44197 | 0.31765 | -18.9134 | 1.6795 | 0.44197 | 0.31765 | -21.3641 | 1.6795 | 0.44197 | 0.31765 | -25.3451 | 1.6795 | 0.44197 | 0.31765 | -21.5976 | 1.6795 | 0.44197 | 0.31765 | -32.8863 | 1.6795 | 0.44197 | 0.31765 | -38.19 | 1.6795 | 0.44197 | 0.31765 | -41.7694 | 3.3951 | 0.55897 | 0.40175 | 3.3951 | 0.54165 | 0.089178 | 0.064094 | 0.54165 | 2.6844 | 0.44197 | 0.31765 | 2.6844 | 2.6844 | 0.44197 | 0.31765 | 2.6844 | 2.6844 | 0.44197 | 0.31765 | 2.6844 | 2.6844 | 0.44197 | 0.31765 | 2.6844 | 2.6844 | 0.44197 | 0.31765 | 2.6844 | 2.6844 | 0.44197 | 0.31765 | 2.6844 | 2.6844 | 0.44197 | 0.31765 | 1.8374 | 2.6844 | 0.44197 | 0.31765 | 0.54258 | 2.6844 | 0.44197 | 0.31765 | -0.59497 | 2.6844 | 0.44197 | 0.31765 | 0.34704 | 2.6844 | 0.44197 | 0.31765 | -1.8231 | 2.6844 | 0.44197 | 0.31765 | -2.5361 | 2.6844 | 0.44197 | 0.31765 | -2.8693 | 3.3951 | 0.55897 | 0.40175 | 3.3951 | 2.6844 | 0.44197 | 0.31765 | 2.6844 | 2.6844 | 0.44197 | 0.31765 | 2.6844 | 2.6844 | 0.44197 | 0.31765 | 2.6844 | 2.6844 | 0.44197 | 0.31765 | 1.7303 | 2.6844 | 0.44197 | 0.31765 | -1.7306 | 2.6844 | 0.44197 | 0.31765 | -4.0962 | 2.6844 | 0.44197 | 0.31765 | -6.83 | 2.6844 | 0.44197 | 0.31765 | -9.3884 | 0.79084 | 0.30017 | 0.24527 | -11.8324 | 1.6795 | 0.44197 | 0.31765 | -14.7307 | 0.35153 | 0.13343 | 0.10902 | -12.1153 | 1.6795 | 0.44197 | 0.31765 | -17.5286 | 1.6795 | 0.44197 | 0.31765 | -18.6796 | 1.6795 | 0.44197 | 0.31765 | -18.8097 | 3.3951 | 0.55897 | 0.40175 | 3.3951 | 2.6844 | 0.44197 | 0.31765 | 2.6844 | 2.6844 | 0.44197 | 0.31765 | 2.6844 | 2.6844 | 0.44197 | 0.31765 | 0.068622 | 2.6844 | 0.44197 | 0.31765 | -3.4697 | 2.6844 | 0.44197 | 0.31765 | -7.0173 | 2.231 | 0.44197 | 0.31765 | -9.4389 | 1.6795 | 0.44197 | 0.31765 | -12.1285 | 1.6795 | 0.44197 | 0.31765 | -16.4398 | 1.6795 | 0.44197 | 0.31765 | -18.7255 | 1.6795 | 0.44197 | 0.31765 | -25.1191 | 1.6795 | 0.44197 | 0.31765 | -18.8058 | 1.6795 | 0.44197 | 0.31765 | -32.2462 | 1.6795 | 0.44197 | 0.31765 | -36.9535 | 1.6795 | 0.44197 | 0.31765 | -40.1141 | 3.3951 | 0.55897 | 0.40175 | 3.3951 | 2.6844 | 0.44197 | 0.31765 | 2.6844 | 2.6844 | 0.44197 | 0.31765 | 2.4575 | 2.6844 | 0.44197 | 0.31765 | -0.68399 | 2.6844 | 0.44197 | 0.31765 | -4.7121 | 0.99115 | 0.3762 | 0.3074 | -12.1533 | 1.6795 | 0.44197 | 0.31765 | -17.5103 | 1.6795 | 0.44197 | 0.31765 | -20.9613 | 1.6795 | 0.44197 | 0.31765 | -24.1433 | 1.6795 | 0.44197 | 0.31765 | -27.1953 | 1.6795 | 0.44197 | 0.31765 | -31.7761 | 1.6795 | 0.44197 | 0.31765 | -28.0726 | 1.6795 | 0.44197 | 0.31765 | -37.405 | 1.6795 | 0.44197 | 0.31765 | -40.7427 | 1.6795 | 0.44197 | 0.31765 | -39.9169
MOSLEY RD | STRETFORD | SOUTH MANCHESTER | 379058 | 396289 | 22.405 | 11.9108 | 8.6888 | 9.4486 | 22.3555 | 11.8346 | 8.6332 | 9.2229 | 22.4482 | 11.1343 | 8.1223 | 9.1384 | 22.5716 | 10.3593 | 7.557 | 8.821 | 22.6735 | 9.6075 | 7.0085 | 8.5443 | 22.7598 | 8.875 | 6.4742 | 8.3904 | 22.8515 | 8.1832 | 5.9695 | 8.2281 | 22.9676 | 8.1291 | 5.9301 | 8.0551 | 23.0632 | 8.0664 | 5.8843 | 7.9094 | 23.1729 | 7.9726 | 5.8159 | 7.7521 | 23.7706 | 7.7334 | 5.6414 | 6.8765 | 23.3194 | 7.9517 | 5.8007 | 7.5598 | 25.3907 | 7.5572 | 5.5129 | 4.5986 | 27.642 | 9.0269 | 6.585 | 1.7696 | 28.4592 | 10.4978 | 7.658 | 0.53207 | 22.4117 | 11.9108 | 8.6888 | 9.4486 | 22.3728 | 11.9153 | 8.692 | 9.5765 | 22.3507 | 11.3156 | 8.2546 | 9.911 | 22.3745 | 10.6559 | 7.7733 | 9.9324 | 22.3727 | 10.0015 | 7.296 | 10.016 | 22.3222 | 9.368 | 6.8338 | 10.2567 | 22.3076 | 8.7241 | 6.3641 | 10.3741 | 22.3291 | 8.7085 | 6.3528 | 10.3765 | 22.3987 | 8.682 | 6.3334 | 10.306 | 22.4864 | 8.6626 | 6.3192 | 10.2684 | 22.9456 | 8.596 | 6.2707 | 10.0035 | 22.6007 | 8.6425 | 6.3046 | 10.2022 | 23.3916 | 8.6503 | 6.3103 | 9.7037 | 23.8824 | 10.1192 | 7.3818 | 9.3856 | 24.3145 | 11.4404 | 8.3456 | 9.1443 | 22.405 | 11.9108 | 8.6888 | 9.4486 | 22.3569 | 11.9095 | 8.6878 | 9.5722 | 22.4503 | 11.2209 | 8.1855 | 9.5321 | 22.5744 | 10.4393 | 7.6153 | 9.2228 | 22.6829 | 9.6769 | 7.0591 | 8.9469 | 22.7802 | 8.961 | 6.5369 | 8.7945 | 22.8791 | 8.2765 | 6.0376 | 8.6348 | 22.9769 | 8.2204 | 5.9966 | 8.4741 | 23.0812 | 8.1612 | 5.9534 | 8.3278 | 23.1768 | 8.0804 | 5.8946 | 8.1759 | 23.6926 | 7.881 | 5.7491 | 7.4929 | 23.2958 | 8.0409 | 5.8657 | 7.9958 | 24.9835 | 7.9149 | 5.7738 | 6.0962 | 27.0697 | 9.6054 | 7.007 | 3.9934 | 27.5618 | 11.2807 | 8.2291 | 3.5413 | 22.4043 | 11.9108 | 8.6888 | 9.4486 | 22.3669 | 11.7992 | 8.6074 | 9.0854 | 22.4582 | 11.0936 | 8.0926 | 9.0117 | 22.5878 | 10.309 | 7.5203 | 8.7193 | 22.7052 | 9.5699 | 6.9811 | 8.4551 | 22.8367 | 8.8482 | 6.4546 | 8.2946 | 22.9802 | 8.1289 | 5.9299 | 8.1174 | 23.1318 | 7.9947 | 5.8321 | 7.933 | 23.3038 | 7.9866 | 5.8261 | 7.7582 | 23.5064 | 7.9305 | 5.7852 | 7.5463 | 27.1689 | 7.2734 | 5.3059 | 3.8341 | 23.7397 | 7.8343 | 5.715 | 7.2838 | 29.4012 | 7.045 | 5.1392 | 1.7024 | 30.8008 | 8.7635 | 6.3928 | 0.47041 | 31.4796 | 10.3457 | 7.5471 | -0.097192 | 22.4043 | 11.9108 | 8.6888 | 9.4486 | 22.3701 | 11.784 | 8.5963 | 8.9988 | 22.4658 | 11.7187 | 8.5486 | 8.9119 | 22.6097 | 11.507 | 8.3942 | 8.6069 | 22.771 | 11.4627 | 8.3618 | 8.3014 | 22.9476 | 11.3572 | 8.2849 | 8.0992 | 23.5181 | 11.2081 | 8.1762 | 7.4984 | 25.2856 | 10.8928 | 7.9461 | 5.6992 | 25.6381 | 10.7403 | 7.8349 | 5.3524 | 26.6677 | 10.6126 | 7.7417 | 4.3192 | 28.6386 | 10.791 | 7.8718 | 2.3028 | 27.0566 | 10.5832 | 7.7203 | 3.9006 | 30.4532 | 10.2584 | 7.4834 | 0.56557 | 31.41 | 10.1339 | 7.3925 | -0.30738 | 31.495 | 10.1077 | 7.3734 | -0.23844
MOSS LANE | KEARSLEY LOCAL | KEARSLEY | 380858 | 405856 | 33.1047 | 8.4729 | 6.0896 | 7.3227 | 33.3044 | 7.9194 | 5.6918 | 5.4804 | 33.4613 | 7.5893 | 5.4546 | 4.7069 | 33.6741 | 7.2848 | 5.2358 | 4.1839 | 33.8782 | 7.0501 | 5.0671 | 3.4395 | 34.1065 | 6.773 | 4.8679 | 2.832 | 34.3661 | 6.4729 | 4.6522 | 2.2618 | 34.6728 | 6.2204 | 4.4708 | 1.6067 | 35.0132 | 6.2225 | 4.4722 | 1.1971 | 35.2882 | 6.146 | 4.4173 | 0.64044 | 33.0934 | 5.4486 | 3.916 | -2.6896 | 35.5891 | 6.0536 | 4.3509 | 0.19413 | 21.5753 | 3.5522 | 2.553 | -11.0486 | 17.4806 | 2.8781 | 2.0685 | -17.8111 | 12.108 | 1.9935 | 1.4328 | -23.1996 | 33.0773 | 8.4729 | 6.0896 | 7.3227 | 33.316 | 8.1506 | 5.858 | 6.1664 | 33.3463 | 8.027 | 5.7692 | 5.908 | 33.437 | 7.898 | 5.6765 | 5.7169 | 33.5215 | 7.7121 | 5.5429 | 5.279 | 33.6046 | 7.5565 | 5.431 | 4.994 | 33.7452 | 7.4593 | 5.3612 | 4.5987 | 33.9458 | 7.3003 | 5.2468 | 3.9065 | 34.2067 | 7.1515 | 5.1399 | 3.3161 | 34.3253 | 7.0377 | 5.0581 | 2.8784 | 34.9972 | 6.5794 | 4.7287 | 1.36 | 34.4639 | 6.9319 | 4.9821 | 2.5169 | 36.003 | 6.003 | 4.3145 | -0.44175 | 37.1836 | 6.2256 | 4.4745 | -1.8669 | 36.9322 | 6.0806 | 4.3702 | -2.8836 | 33.1047 | 8.4729 | 6.0896 | 7.3227 | 33.3076 | 8.1118 | 5.8301 | 6.0747 | 33.4659 | 7.8367 | 5.6324 | 5.4098 | 33.6804 | 7.564 | 5.4364 | 4.9455 | 33.8996 | 7.2594 | 5.2175 | 4.2969 | 34.1359 | 6.9732 | 5.0117 | 3.8476 | 34.402 | 6.7592 | 4.858 | 3.4608 | 34.6939 | 6.4841 | 4.6603 | 2.9658 | 35.0364 | 6.4366 | 4.6261 | 2.641 | 35.2976 | 6.3981 | 4.5985 | 2.1376 | 36.2412 | 5.9668 | 4.2885 | 0.16211 | 35.5698 | 6.3181 | 4.541 | 1.6918 | 31.6258 | 5.2069 | 3.7423 | -1.9567 | 33.7293 | 5.5533 | 3.9912 | -3.6044 | 33.3272 | 5.4871 | 3.9437 | -4.6321 | 33.1152 | 8.4729 | 6.0896 | 7.3227 | 33.3112 | 7.8733 | 5.6587 | 5.1544 | 33.4846 | 7.5416 | 5.4203 | 4.4035 | 33.7377 | 7.2263 | 5.1937 | 3.9324 | 34.0264 | 6.786 | 4.8772 | 3.2385 | 34.4041 | 6.4287 | 4.6205 | 2.697 | 34.8425 | 6.4129 | 4.6091 | 2.226 | 35.3011 | 6.3179 | 4.5408 | 1.7022 | 35.8588 | 6.2203 | 4.4707 | 1.3733 | 36.3644 | 6.0247 | 4.3301 | 0.76178 | 28.8187 | 4.7448 | 3.4102 | -3.6282 | 35.2021 | 5.7958 | 4.1655 | 0.073569 | 18.7102 | 3.0805 | 2.214 | -12.3048 | 12.3368 | 2.0312 | 1.4598 | -19.3718 | 8.0909 | 1.3321 | 0.95741 | -23.4801 | 33.1152 | 8.4729 | 6.0896 | 7.3227 | 33.2927 | 7.9061 | 5.6823 | 5.0388 | 33.4436 | 7.5709 | 5.4413 | 4.348 | 33.6998 | 7.1977 | 5.1732 | 3.9111 | 34.0584 | 6.9395 | 4.9875 | 3.2104 | 34.5093 | 6.8601 | 4.9305 | 2.6809 | 35.0303 | 6.7328 | 4.839 | 2.1907 | 35.6182 | 6.5352 | 4.697 | 1.4312 | 36.389 | 6.1572 | 4.4253 | -0.19665 | 34.4528 | 5.6724 | 4.0769 | -2.1193 | 25.0916 | 4.1311 | 2.9691 | -9.6935 | 31.2818 | 5.1503 | 3.7016 | -4.0235 | 13.7345 | 2.2613 | 1.6252 | -17.8802 | 9.4787 | 1.5606 | 1.1216 | -22.8501 | 8.4306 | 1.388 | 0.99761 | -22.8101
MOSS NOOK PRIMARY | MOSS NOOK | SOUTH MANCHESTER | 384084 | 385010 | 30.6066 | 10.0992 | 7.2585 | 25.2905 | 30.6978 | 9.7765 | 7.0266 | 23.3957 | 30.7731 | 9.6991 | 6.9709 | 22.9577 | 30.8712 | 9.5565 | 6.8685 | 22.5147 | 30.973 | 9.4281 | 6.7761 | 22.0975 | 31.0846 | 9.3787 | 6.7407 | 21.6417 | 31.2097 | 9.3272 | 6.7036 | 21.3083 | 31.3486 | 9.2741 | 6.6655 | 21.0525 | 31.5034 | 9.2019 | 6.6136 | 20.724 | 31.6081 | 9.1203 | 6.555 | 20.3703 | 31.964 | 8.6852 | 6.2422 | 18.4753 | 31.7068 | 9.0478 | 6.5028 | 20.0782 | 32.2804 | 7.8956 | 5.6747 | 14.2185 | 32.4551 | 13.001 | 9.344 | 10.7862 | 32.5591 | 18.3178 | 13.1654 | 8.2702 | 30.6008 | 10.0992 | 7.2585 | 25.2905 | 30.7018 | 9.9961 | 7.1844 | 24.6788 | 30.7288 | 9.9867 | 7.1776 | 24.739 | 30.7784 | 9.9437 | 7.1468 | 24.5885 | 30.8284 | 9.9135 | 7.125 | 24.4564 | 30.881 | 9.8821 | 7.1024 | 24.3205 | 30.9561 | 9.8519 | 7.0808 | 24.1792 | 31.0566 | 9.8086 | 7.0496 | 23.9284 | 31.1723 | 9.7366 | 6.9979 | 23.5573 | 31.2153 | 9.6905 | 6.9648 | 23.3137 | 31.3681 | 9.5089 | 6.8342 | 22.5167 | 31.2557 | 9.6436 | 6.9311 | 23.1044 | 31.5198 | 9.3483 | 6.7188 | 21.8163 | 31.6248 | 13.9259 | 10.0088 | 21.5078 | 31.6966 | 18.4847 | 13.2853 | 21.4002 | 30.6066 | 10.0992 | 7.2585 | 25.2905 | 30.6979 | 9.953 | 7.1534 | 24.4269 | 30.7732 | 9.8905 | 7.1085 | 24.1372 | 30.8713 | 9.7378 | 6.9988 | 23.7303 | 30.9735 | 9.6638 | 6.9456 | 23.3692 | 31.0852 | 9.6117 | 6.9081 | 23.0034 | 31.2105 | 9.5722 | 6.8797 | 22.7645 | 31.3491 | 9.5326 | 6.8513 | 22.5795 | 31.5039 | 9.4698 | 6.8061 | 22.2949 | 31.6083 | 9.3922 | 6.7503 | 21.9638 | 31.9602 | 9.0973 | 6.5384 | 20.8694 | 31.7063 | 9.3212 | 6.6993 | 21.6749 | 32.2609 | 8.8814 | 6.3833 | 19.9023 | 32.4277 | 14.5181 | 10.4344 | 19.4251 | 32.5161 | 20.2861 | 14.58 | 19.2874 | 30.609 | 10.0992 | 7.2585 | 25.2905 | 30.7005 | 9.6751 | 6.9537 | 22.7871 | 30.7836 | 9.5724 | 6.8799 | 22.3288 | 30.8997 | 9.404 | 6.7589 | 21.9326 | 31.0297 | 9.3711 | 6.7352 | 21.5677 | 31.1718 | 9.2922 | 6.6785 | 21.1917 | 31.3287 | 9.2339 | 6.6366 | 20.9943 | 31.4973 | 9.1765 | 6.5953 | 20.8787 | 31.7102 | 9.0991 | 6.5397 | 20.6708 | 31.8544 | 9.0032 | 6.4708 | 20.3989 | 32.357 | 8.4958 | 6.1061 | 18.7928 | 31.9859 | 8.9134 | 6.4062 | 20.186 | 32.8691 | 7.66 | 5.5054 | 14.9044 | 33.1542 | 12.7609 | 9.1715 | 11.8084 | 33.3216 | 18.1153 | 13.0198 | 9.6116 | 30.609 | 10.0992 | 7.2585 | 25.2905 | 30.6887 | 9.6299 | 6.9212 | 22.4835 | 30.7584 | 9.5287 | 6.8485 | 22.01 | 30.8621 | 9.4066 | 6.7607 | 21.6258 | 30.9805 | 9.3535 | 6.7226 | 21.2772 | 31.1105 | 9.2795 | 6.6693 | 20.9317 | 31.256 | 9.2208 | 6.6271 | 20.7574 | 31.4194 | 9.1512 | 6.5772 | 20.5832 | 31.6526 | 8.9573 | 6.4378 | 19.7223 | 31.8289 | 8.7431 | 6.2838 | 18.7593 | 32.422 | 7.9375 | 5.7049 | 15.2311 | 31.9939 | 8.5393 | 6.1374 | 17.8521 | 32.9187 | 7.9044 | 5.681 | 11.5644 | 33.1477 | 18.3094 | 13.1594 | 9.3685 | 33.1881 | 18.2474 | 13.1148 | 9.7409
MOSS SIDE (Leyland) & SEVEN STARS | LEYLAND | PENWORTHAM WEST / STANAH | 352170 | 422970 | 27.4139 | 14.676 | 10.5479 | 11.1089 | 27.5036 | 13.6326 | 9.798 | 6.8949 | 27.6473 | 13.163 | 9.4605 | 5.6345 | 27.8535 | 13.0357 | 9.369 | 5.2909 | 28.0276 | 12.7772 | 9.1833 | 4.7794 | 28.1958 | 12.6055 | 9.0598 | 4.3614 | 28.3889 | 12.4304 | 8.934 | 3.862 | 28.6125 | 12.2584 | 8.8103 | 3.4485 | 28.8668 | 12.0504 | 8.6609 | 2.914 | 29.0821 | 11.909 | 8.5592 | 2.5461 | 30.0197 | 10.9699 | 7.8843 | 0.48129 | 29.3077 | 11.749 | 8.4442 | 2.2086 | 31.1959 | 9.5591 | 6.8703 | -3.8278 | 32.0337 | 7.8835 | 5.666 | -7.8465 | 32.753 | 6.5384 | 4.6993 | -11.0688 | 27.3998 | 14.676 | 10.5479 | 11.1089 | 27.4996 | 14.2188 | 10.2193 | 9.261 | 27.4796 | 14.074 | 10.1153 | 8.9686 | 27.5201 | 14.041 | 10.0915 | 9.0571 | 27.5389 | 14.0291 | 10.083 | 9.0314 | 27.5411 | 14.0021 | 10.0636 | 9.1034 | 27.592 | 13.8846 | 9.9792 | 8.8452 | 27.6975 | 13.747 | 9.8802 | 8.4895 | 27.8456 | 13.5853 | 9.764 | 7.9809 | 27.9577 | 13.4911 | 9.6963 | 7.7154 | 28.5086 | 13.1251 | 9.4333 | 6.6476 | 28.0844 | 13.3923 | 9.6253 | 7.4522 | 29.1817 | 12.6793 | 9.1129 | 5.524 | 29.7579 | 12.4229 | 8.9286 | 4.8444 | 30.2171 | 12.0935 | 8.6918 | 4.4177 | 27.4139 | 14.676 | 10.5479 | 11.1089 | 27.5093 | 13.8344 | 9.943 | 7.6277 | 27.6542 | 13.4323 | 9.6541 | 6.5359 | 27.8614 | 13.3177 | 9.5717 | 6.2341 | 28.0401 | 13.0693 | 9.3932 | 5.7845 | 28.2118 | 12.926 | 9.2902 | 5.4599 | 28.4036 | 12.7342 | 9.1523 | 5.0738 | 28.6172 | 12.5828 | 9.0435 | 4.7484 | 28.8694 | 12.3967 | 8.9098 | 4.2677 | 29.0752 | 12.2373 | 8.7952 | 3.9199 | 29.9248 | 11.6014 | 8.3382 | 2.5725 | 29.2847 | 12.0142 | 8.6349 | 3.5832 | 30.756 | 10.9207 | 7.8489 | 1.3503 | 31.4319 | 10.1521 | 7.2965 | 0.62781 | 31.9237 | 9.4326 | 6.7794 | 0.24472 | 27.4199 | 14.676 | 10.5479 | 11.1089 | 27.5147 | 13.2294 | 9.5082 | 5.3015 | 27.6717 | 12.6598 | 9.0988 | 3.7498 | 27.9076 | 12.5413 | 9.0137 | 3.4356 | 28.1256 | 12.274 | 8.8215 | 2.9185 | 28.386 | 12.0001 | 8.6247 | 2.5049 | 28.6866 | 11.6437 | 8.3686 | 2.0119 | 29.0172 | 11.5286 | 8.2858 | 1.6223 | 29.389 | 11.2052 | 8.0534 | 1.0545 | 29.7102 | 11.0076 | 7.9113 | 0.65026 | 31.2323 | 9.5706 | 6.8786 | -1.5739 | 30.0507 | 10.7554 | 7.7301 | 0.2771 | 32.9786 | 7.4642 | 5.3646 | -5.8342 | 34.0778 | 6.2927 | 4.5227 | -8.9636 | 32.3131 | 5.3201 | 3.8237 | -11.4673 | 27.4199 | 14.676 | 10.5479 | 11.1089 | 27.5084 | 13.0563 | 9.3838 | 4.5188 | 27.6578 | 12.4978 | 8.9824 | 2.8382 | 27.8921 | 12.3785 | 8.8966 | 2.5397 | 28.1405 | 12.1505 | 8.7328 | 2.0234 | 28.4409 | 11.9707 | 8.6036 | 1.6245 | 28.8027 | 11.7055 | 8.4129 | 1.1352 | 29.193 | 11.4304 | 8.2153 | 0.67037 | 29.696 | 11.0031 | 7.9082 | -0.50035 | 30.1592 | 10.6261 | 7.6372 | -1.5307 | 31.8381 | 9.0427 | 6.4992 | -5.5198 | 30.6238 | 10.2399 | 7.3596 | -2.5445 | 33.4998 | 6.9988 | 5.0302 | -9.5062 | 34.302 | 5.865 | 4.2153 | -11.7699 | 33.7835 | 5.5622 | 3.9977 | -11.5065
MOSS SIDE (Longsight) | LONGSIGHT | BREDBURY | 384007 | 395893 | 34.3861 | 10.932 | 7.9747 | 8.6219 | 34.4398 | 9.9666 | 7.2705 | 3.468 | 34.5563 | 9.5379 | 6.9578 | 2.2688 | 34.7419 | 9.264 | 6.7579 | 2.1137 | 34.8968 | 8.9785 | 6.5497 | 1.5788 | 35.0331 | 8.7835 | 6.4075 | 0.99145 | 35.1757 | 8.6195 | 6.2878 | 0.66994 | 35.3242 | 8.4421 | 6.1584 | 0.18277 | 37.132 | 7.9148 | 5.7737 | -2.0748 | 37.2017 | 7.86 | 5.7338 | -2.3835 | 39.0023 | 6.8483 | 4.9957 | -6.2609 | 37.2702 | 7.7488 | 5.6526 | -2.6065 | 34.7908 | 5.6434 | 4.1168 | -11.9304 | 29.0234 | 4.7079 | 3.4343 | -16.8471 | 24.6042 | 3.991 | 2.9114 | -20.0802 | 34.379 | 10.932 | 7.9747 | 8.6219 | 34.4652 | 10.6264 | 7.7518 | 7.1312 | 34.4083 | 10.4294 | 7.6081 | 6.7768 | 34.4376 | 10.2995 | 7.5133 | 6.8379 | 34.428 | 10.1226 | 7.3843 | 6.5998 | 34.383 | 9.9504 | 7.2587 | 6.3597 | 34.394 | 9.8224 | 7.1653 | 6.2353 | 34.4591 | 9.7222 | 7.0922 | 5.8412 | 34.5694 | 9.588 | 6.9943 | 5.2968 | 34.6193 | 9.5183 | 6.9434 | 5.0391 | 34.7968 | 9.253 | 6.7499 | 3.9109 | 34.6659 | 9.4594 | 6.9005 | 4.8278 | 34.9711 | 8.9893 | 6.5575 | 2.6482 | 35.086 | 8.8456 | 6.4527 | 1.6396 | 35.1595 | 8.6352 | 6.2992 | 0.92248 | 34.3861 | 10.932 | 7.9747 | 8.6219 | 34.4399 | 10.5566 | 7.7009 | 6.7479 | 34.5565 | 10.2641 | 7.4875 | 6.0468 | 34.7421 | 10.0291 | 7.3161 | 5.879 | 34.8976 | 9.7739 | 7.1299 | 5.4172 | 35.0342 | 9.5303 | 6.9522 | 4.9452 | 35.177 | 9.3451 | 6.8171 | 4.7142 | 35.325 | 9.1833 | 6.6991 | 4.3108 | 37.1328 | 8.6609 | 6.318 | 2.0903 | 37.2021 | 8.6097 | 6.2807 | 1.7589 | 38.9958 | 7.7766 | 5.6729 | -1.2279 | 37.2695 | 8.4911 | 6.1941 | 1.4807 | 39.2984 | 7.3912 | 5.3917 | -2.8745 | 39.585 | 7.2022 | 5.2539 | -4.2437 | 39.5727 | 7.042 | 5.137 | -4.7928 | 34.3878 | 10.932 | 7.9747 | 8.6219 | 34.4295 | 9.6663 | 7.0515 | 1.7939 | 34.5391 | 9.2429 | 6.7425 | 0.41295 | 34.72 | 9.0061 | 6.5698 | 0.33042 | 34.8784 | 8.7224 | 6.3628 | -0.15645 | 35.0218 | 8.4028 | 6.1298 | -0.6877 | 35.174 | 8.1859 | 5.9715 | -0.91331 | 35.3289 | 8.0129 | 5.8453 | -1.3088 | 37.1215 | 7.485 | 5.4602 | -3.4685 | 37.1947 | 7.3325 | 5.3489 | -3.7011 | 38.8302 | 6.2986 | 4.5948 | -7.6395 | 37.2634 | 7.1775 | 5.2359 | -3.8441 | 29.2812 | 4.7497 | 3.4648 | -14.3582 | 23.2432 | 3.7703 | 2.7504 | -19.0511 | 19.1029 | 3.0987 | 2.2604 | -21.9259 | 34.3878 | 10.932 | 7.9747 | 8.6219 | 34.4137 | 9.531 | 6.9527 | 0.98887 | 34.5019 | 9.2053 | 6.7151 | -0.44892 | 34.663 | 9.0761 | 6.6209 | -0.45314 | 34.8037 | 8.8693 | 6.47 | -0.87414 | 34.9304 | 8.5951 | 6.27 | -1.3358 | 35.068 | 8.4853 | 6.1899 | -1.4889 | 35.219 | 8.2299 | 6.0036 | -1.9587 | 39.0677 | 7.2234 | 5.2693 | -6.989 | 40.5956 | 6.6129 | 4.824 | -9.5023 | 34.9312 | 5.6662 | 4.1334 | -13.7258 | 39.572 | 6.419 | 4.6825 | -10.386 | 25.9156 | 4.2038 | 3.0666 | -18.5852 | 20.2792 | 3.2895 | 2.3996 | -21.9916 | 19.464 | 3.1573 | 2.3032 | -21.5867
MOSSLEY | HARTSHEAD-HEYROD | STALYBRIDGE | 397437 | 401979 | 25.7693 | 4.6283 | 3.3265 | 16.1049 | 25.9942 | 4.29 | 3.0833 | 14.6542 | 25.1482 | 4.1405 | 2.9758 | 14.2106 | 24.5817 | 4.0472 | 2.9088 | 13.9607 | 23.8319 | 3.9237 | 2.8201 | 13.5551 | 23.1379 | 3.8095 | 2.738 | 13.1564 | 22.3649 | 3.6822 | 2.6465 | 12.7788 | 21.7413 | 3.5795 | 2.5727 | 12.4299 | 20.9383 | 3.4473 | 2.4777 | 12.044 | 20.0879 | 3.3073 | 2.377 | 11.6686 | 15.4449 | 2.5429 | 1.8276 | 9.1684 | 19.4198 | 3.1973 | 2.298 | 11.3482 | 7.115 | 1.1714 | 0.84193 | 3.0883 | 5.2714 | 0.86789 | 0.62377 | -1.7323 | 0.88009 | 0.1449 | 0.10414 | -4.9865 | 25.7555 | 4.6283 | 3.3265 | 16.1049 | 25.9826 | 4.3913 | 3.1561 | 14.9536 | 26.0162 | 4.3058 | 3.0946 | 14.7206 | 25.6781 | 4.2277 | 3.0385 | 14.5741 | 25.0653 | 4.1268 | 2.966 | 14.2491 | 24.4171 | 4.0201 | 2.8893 | 13.9314 | 23.8898 | 3.9333 | 2.8269 | 13.555 | 23.3206 | 3.8396 | 2.7596 | 13.0627 | 22.6287 | 3.7256 | 2.6777 | 12.511 | 22.1961 | 3.6544 | 2.6265 | 12.1672 | 20.6209 | 3.3951 | 2.4401 | 10.9782 | 21.7915 | 3.5878 | 2.5786 | 11.8571 | 18.8761 | 3.1078 | 2.2336 | 9.8541 | 20.0384 | 3.2992 | 2.3712 | 9.2145 | 21.0336 | 3.463 | 2.4889 | 8.8098 | 25.7693 | 4.6283 | 3.3265 | 16.1049 | 25.9943 | 4.3793 | 3.1475 | 14.9827 | 25.7903 | 4.2462 | 3.0518 | 14.6117 | 25.1917 | 4.1476 | 2.981 | 14.3948 | 24.5692 | 4.0451 | 2.9073 | 14.0481 | 23.8746 | 3.9308 | 2.8251 | 13.7447 | 23.1914 | 3.8183 | 2.7443 | 13.4783 | 22.6458 | 3.7285 | 2.6797 | 13.2109 | 21.9337 | 3.6112 | 2.5955 | 12.8696 | 21.0762 | 3.47 | 2.494 | 12.5089 | 17.7805 | 2.9274 | 2.104 | 11.2498 | 20.3682 | 3.3535 | 2.4102 | 12.1823 | 14.8616 | 2.4469 | 1.7586 | 10.0807 | 17.819 | 2.9338 | 2.1085 | 9.4433 | 16.7728 | 2.7615 | 1.9848 | 9.1604 | 25.7751 | 4.6283 | 3.3265 | 16.1049 | 25.8628 | 4.2581 | 3.0604 | 14.5302 | 24.9579 | 4.1091 | 2.9533 | 14.108 | 24.4619 | 4.0275 | 2.8946 | 13.8876 | 23.5616 | 3.8792 | 2.7881 | 13.5224 | 22.584 | 3.7183 | 2.6724 | 13.2043 | 21.7268 | 3.5772 | 2.571 | 12.9419 | 20.7731 | 3.4201 | 2.4581 | 12.7358 | 19.7826 | 3.2571 | 2.3409 | 12.4735 | 18.4322 | 3.0347 | 2.1811 | 12.1794 | 13.299 | 2.1896 | 1.5737 | 9.9429 | 17.6212 | 2.9012 | 2.0851 | 11.9452 | 4.8895 | 0.80502 | 0.57858 | 4.1403 | 2.2749 | 0.37455 | 0.26919 | -0.46614 | 2.6844 | 0.44197 | 0.31765 | -3.5268 | 25.7751 | 4.6283 | 3.3265 | 16.1049 | 25.9854 | 4.2854 | 3.08 | 14.517 | 25.3752 | 4.1778 | 3.0027 | 14.155 | 24.875 | 4.0955 | 2.9435 | 13.9871 | 24.1806 | 3.9812 | 2.8613 | 13.6777 | 23.4044 | 3.8534 | 2.7695 | 13.4265 | 22.6113 | 3.7228 | 2.6756 | 13.2242 | 21.6197 | 3.5595 | 2.5583 | 12.8689 | 19.5672 | 3.2216 | 2.3154 | 11.5916 | 17.2081 | 2.8332 | 2.0363 | 10.2495 | 12.6854 | 2.0886 | 1.5011 | 5.1779 | 15.8876 | 2.6158 | 1.88 | 8.9531 | 4.8228 | 0.79404 | 0.57069 | -0.16564 | 0.73716 | 0.12137 | 0.087229 | -3.2512 | 2.6844 | 0.44197 | 0.31765 | -2.562
MOUNT ST | BARTON | CARRINGTON | 376250 | 397574 | 30.5701 | 6.6471 | 4.8489 | 17.3505 | 30.7509 | 6.1126 | 4.459 | 14.3671 | 30.8745 | 5.9683 | 4.3538 | 13.8262 | 31.0372 | 5.8516 | 4.2686 | 13.6005 | 31.2046 | 5.7087 | 4.1644 | 13.0775 | 31.3871 | 5.5624 | 4.0577 | 12.5965 | 31.5623 | 5.4136 | 3.9491 | 12.1758 | 31.7425 | 5.2495 | 3.8294 | 11.5497 | 31.6921 | 5.1408 | 3.7501 | 11.1724 | 30.9398 | 5.0187 | 3.6611 | 10.7276 | 26.8505 | 4.3554 | 3.1772 | 8.2587 | 30.2354 | 4.9045 | 3.5777 | 10.3617 | 19.1336 | 3.1037 | 2.2641 | 2.8205 | 13.7172 | 2.2251 | 1.6232 | -1.3786 | 9.2052 | 1.4932 | 1.0892 | -4.6773 | 30.5746 | 6.6471 | 4.8489 | 17.3505 | 30.7585 | 6.4604 | 4.7128 | 16.3555 | 30.8061 | 6.4369 | 4.6956 | 16.3212 | 30.8911 | 6.4031 | 4.671 | 16.2566 | 30.9738 | 6.308 | 4.6016 | 15.8938 | 31.0469 | 6.2378 | 4.5504 | 15.6361 | 31.1219 | 6.1655 | 4.4976 | 15.3884 | 31.2319 | 6.0322 | 4.4004 | 14.7664 | 31.3633 | 5.8988 | 4.3031 | 14.3082 | 31.4423 | 5.8615 | 4.2759 | 13.9622 | 31.7846 | 5.5812 | 4.0714 | 12.7085 | 31.5232 | 5.8013 | 4.232 | 13.6694 | 32.1457 | 5.2683 | 3.8432 | 11.4808 | 31.6574 | 5.1351 | 3.746 | 10.8267 | 31.2658 | 5.0716 | 3.6997 | 10.2756 | 30.5701 | 6.6471 | 4.8489 | 17.3505 | 30.7548 | 6.4052 | 4.6725 | 16.0616 | 30.8789 | 6.3026 | 4.5977 | 15.7536 | 31.0419 | 6.2068 | 4.5277 | 15.5489 | 31.2103 | 6.085 | 4.4389 | 15.1278 | 31.3931 | 5.9523 | 4.3421 | 14.763 | 31.563 | 5.822 | 4.2471 | 14.4828 | 31.7394 | 5.6717 | 4.1375 | 14.001 | 31.9394 | 5.5761 | 4.0677 | 13.6475 | 32.0946 | 5.4569 | 3.9807 | 13.2498 | 30.5499 | 4.9555 | 3.615 | 11.6669 | 32.2457 | 5.336 | 3.8926 | 12.8465 | 27.1582 | 4.4053 | 3.2136 | 10.1168 | 25.4164 | 4.1228 | 3.0075 | 9.3117 | 24.2145 | 3.9278 | 2.8653 | 8.8439 | 30.5699 | 6.6471 | 4.8489 | 17.3505 | 30.7621 | 5.9423 | 4.3349 | 13.4378 | 30.8996 | 5.7909 | 4.2243 | 12.8446 | 31.0909 | 5.6841 | 4.1465 | 12.6701 | 31.3065 | 5.4764 | 3.995 | 12.1677 | 31.5232 | 5.3121 | 3.8751 | 11.7715 | 31.7351 | 5.1807 | 3.7793 | 11.458 | 31.0059 | 5.0295 | 3.6689 | 10.9583 | 30.1472 | 4.8902 | 3.5673 | 10.5972 | 29.1486 | 4.7282 | 3.4492 | 10.2033 | 23.834 | 3.8661 | 2.8203 | 7.761 | 28.2311 | 4.5794 | 3.3406 | 9.8328 | 16.1943 | 2.6269 | 1.9163 | 2.7455 | 10.3623 | 1.6809 | 1.2262 | -1.2697 | 6.4617 | 1.0482 | 0.76461 | -4.3273 | 30.5699 | 6.6471 | 4.8489 | 17.3505 | 30.7471 | 5.875 | 4.2857 | 12.9946 | 30.8677 | 5.7177 | 4.171 | 12.3743 | 31.0436 | 5.627 | 4.1048 | 12.2344 | 31.2527 | 5.4401 | 3.9685 | 11.7733 | 31.4853 | 5.246 | 3.8269 | 11.3918 | 31.5323 | 5.1148 | 3.7312 | 11.1066 | 30.4676 | 4.9421 | 3.6052 | 10.5215 | 28.6033 | 4.6397 | 3.3846 | 9.4243 | 26.6187 | 4.3178 | 3.1498 | 8.2153 | 19.5694 | 3.1743 | 2.3156 | 3.5843 | 24.9154 | 4.0415 | 2.9482 | 7.0663 | 11.1813 | 1.8137 | 1.3231 | -1.2661 | 7.8085 | 1.2666 | 0.92397 | -4.131 | 6.681 | 1.0837 | 0.79056 | -4.0893
MUSGRAVE RD | BOLTON | KEARSLEY | 370045 | 409863 | 30.7743 | 6.24 | 4.552 | 15.8361 | 30.9188 | 6.01 | 4.3842 | 15.0603 | 30.9909 | 5.9721 | 4.3566 | 14.6895 | 31.0863 | 5.9262 | 4.3231 | 14.4856 | 31.1804 | 5.8383 | 4.259 | 14.0461 | 31.2831 | 5.8014 | 4.232 | 13.7631 | 31.3939 | 5.7459 | 4.1916 | 13.4531 | 31.5188 | 5.6758 | 4.1404 | 13.1877 | 31.6631 | 5.5743 | 4.0664 | 12.8187 | 31.7726 | 5.4797 | 3.9974 | 12.5827 | 30.8969 | 5.0118 | 3.656 | 10.3961 | 31.881 | 5.4233 | 3.9562 | 12.3713 | 26.3936 | 4.2813 | 3.1232 | 4.8536 | 24.812 | 4.0248 | 2.936 | 0.25644 | 21.7157 | 3.5225 | 2.5696 | -2.8418 | 30.7555 | 6.24 | 4.552 | 15.8361 | 30.9085 | 6.0667 | 4.4256 | 15.1382 | 30.9203 | 5.982 | 4.3638 | 14.9795 | 30.9627 | 5.9271 | 4.3237 | 14.9222 | 30.9935 | 5.7955 | 4.2277 | 14.6239 | 31.0198 | 5.7313 | 4.1809 | 14.4948 | 31.0697 | 5.6754 | 4.1401 | 14.2705 | 31.1442 | 5.6626 | 4.1308 | 13.9628 | 31.2382 | 5.6173 | 4.0977 | 13.5234 | 31.2819 | 5.6136 | 4.095 | 13.3606 | 31.4782 | 5.5745 | 4.0665 | 12.5539 | 31.327 | 5.6145 | 4.0957 | 13.1965 | 31.7347 | 5.7558 | 4.1987 | 11.8374 | 31.9851 | 6.2312 | 4.5456 | 11.2789 | 32.2007 | 6.3076 | 4.6013 | 10.9607 | 30.7743 | 6.24 | 4.552 | 15.8361 | 30.9193 | 6.0367 | 4.4037 | 15.1948 | 30.9916 | 6.0242 | 4.3946 | 14.8744 | 31.0873 | 6.018 | 4.39 | 14.7115 | 31.1838 | 5.9578 | 4.3462 | 14.3395 | 31.2878 | 5.9033 | 4.3064 | 14.1597 | 31.3992 | 5.8415 | 4.2613 | 13.972 | 31.5219 | 5.798 | 4.2295 | 13.7972 | 31.6665 | 5.7002 | 4.1582 | 13.4822 | 31.774 | 5.6158 | 4.0967 | 13.2644 | 32.1713 | 5.3766 | 3.9221 | 12.2554 | 31.8782 | 5.5633 | 4.0583 | 13.048 | 32.5752 | 5.5245 | 4.03 | 11.3693 | 32.8826 | 6.0207 | 4.392 | 10.727 | 33.0968 | 6.0242 | 4.3946 | 10.4903 | 30.7783 | 6.24 | 4.552 | 15.8361 | 30.9249 | 6.0474 | 4.4115 | 15.0375 | 31.0048 | 6.0412 | 4.407 | 14.6958 | 31.1206 | 6.0135 | 4.3868 | 14.5181 | 31.2472 | 5.9213 | 4.3195 | 14.1115 | 31.3884 | 5.8188 | 4.2447 | 13.8818 | 31.5483 | 5.7006 | 4.1585 | 13.6483 | 31.7198 | 5.61 | 4.0924 | 13.4762 | 31.9343 | 5.5017 | 4.0134 | 13.1814 | 32.1038 | 5.394 | 3.9348 | 12.9864 | 29.4788 | 4.7818 | 3.4882 | 10.8854 | 32.2704 | 5.3194 | 3.8804 | 12.816 | 24.3095 | 3.9432 | 2.8765 | 5.4437 | 22.5907 | 3.6644 | 2.6732 | 0.98874 | 19.5122 | 3.1651 | 2.3089 | -1.8576 | 30.7783 | 6.24 | 4.552 | 15.8361 | 30.911 | 6.0457 | 4.4103 | 15.0636 | 30.9759 | 6.1299 | 4.4717 | 14.7754 | 31.0821 | 6.1414 | 4.48 | 14.6368 | 31.2015 | 6.0575 | 4.4189 | 14.2686 | 31.3403 | 5.9837 | 4.365 | 14.0862 | 31.5042 | 5.9323 | 4.3275 | 13.8922 | 31.7083 | 5.8349 | 4.2565 | 13.5724 | 32.0544 | 5.557 | 4.0538 | 12.3044 | 32.3623 | 5.3304 | 3.8884 | 11.1086 | 32.5991 | 5.2879 | 3.8574 | 6.283 | 31.3991 | 5.0932 | 3.7155 | 9.928 | 24.1842 | 3.9229 | 2.8617 | 1.3186 | 20.3312 | 3.2979 | 2.4058 | -1.6817 | 20.1334 | 3.2658 | 2.3824 | -0.9451
NELSON | NELSON | PADIHAM | 386020 | 438507 | 31.1274 | 12.399 | 9.0449 | 12.1923 | 31.2462 | 12.2066 | 8.9045 | 11.2541 | 31.3224 | 11.9959 | 8.7509 | 10.8663 | 31.4376 | 11.7787 | 8.5924 | 10.5707 | 31.5448 | 11.5457 | 8.4224 | 10.2614 | 31.6546 | 11.4495 | 8.3523 | 9.9663 | 31.7787 | 11.3163 | 8.255 | 9.6422 | 31.9206 | 11.1771 | 8.1535 | 9.3432 | 32.0832 | 11.023 | 8.0411 | 9.0366 | 32.1944 | 10.8539 | 7.9178 | 8.7783 | 32.6335 | 10.1064 | 7.3725 | 7.0982 | 32.305 | 10.7376 | 7.833 | 8.5641 | 33.1727 | 9.1221 | 6.6544 | 2.8264 | 33.5419 | 8.3039 | 6.0576 | -1.0571 | 33.8789 | 7.7154 | 5.6283 | -3.7753 | 31.1197 | 12.399 | 9.0449 | 12.1923 | 31.2801 | 12.3109 | 8.9806 | 11.7495 | 31.2899 | 12.2346 | 8.925 | 11.7834 | 31.3454 | 12.1368 | 8.8536 | 11.7727 | 31.3941 | 12.0461 | 8.7875 | 11.7535 | 31.4389 | 11.9791 | 8.7386 | 11.7797 | 31.5247 | 11.8886 | 8.6725 | 11.6745 | 31.6056 | 11.802 | 8.6094 | 11.4593 | 31.7188 | 11.6774 | 8.5185 | 10.9898 | 31.7505 | 11.6142 | 8.4724 | 10.9035 | 31.905 | 11.5356 | 8.4151 | 10.6612 | 31.7836 | 11.5728 | 8.4422 | 10.8335 | 32.1171 | 11.3563 | 8.2842 | 10.4631 | 32.3366 | 11.1274 | 8.1173 | 10.4368 | 32.517 | 11.0421 | 8.0551 | 10.3823 | 31.1274 | 12.399 | 9.0449 | 12.1923 | 31.2468 | 12.3009 | 8.9733 | 11.7751 | 31.3232 | 12.143 | 8.8581 | 11.5043 | 31.4388 | 11.9698 | 8.7318 | 11.2426 | 31.5488 | 11.7955 | 8.6047 | 10.9768 | 31.6602 | 11.6368 | 8.4889 | 10.7462 | 31.7855 | 11.4843 | 8.3777 | 10.4973 | 31.9246 | 11.36 | 8.287 | 10.2568 | 32.0876 | 11.2186 | 8.1838 | 9.9732 | 32.1962 | 11.0514 | 8.0618 | 9.7222 | 32.6001 | 10.4767 | 7.6426 | 8.8932 | 32.3014 | 10.922 | 7.9674 | 9.5031 | 32.9982 | 10.1636 | 7.4142 | 8.1777 | 33.2966 | 10.0507 | 7.3318 | 7.8471 | 33.4942 | 9.9533 | 7.2608 | 7.7807 | 31.1301 | 12.399 | 9.0449 | 12.1923 | 31.2457 | 12.1588 | 8.8697 | 11.0461 | 31.3254 | 11.9714 | 8.7329 | 10.6405 | 31.4546 | 11.7683 | 8.5848 | 10.362 | 31.5907 | 11.3615 | 8.288 | 10.0614 | 31.7462 | 11.1227 | 8.1139 | 9.7817 | 31.9241 | 10.5516 | 7.6973 | 9.4797 | 32.1164 | 10.5971 | 7.7304 | 9.2128 | 32.3556 | 10.4359 | 7.6129 | 8.9106 | 32.5336 | 10.2393 | 7.4694 | 8.647 | 33.3587 | 9.4893 | 6.9223 | 6.9677 | 32.7109 | 9.9876 | 7.2858 | 8.4309 | 34.2961 | 8.3714 | 6.1068 | 2.7199 | 34.8532 | 7.6237 | 5.5614 | -0.69382 | 35.0872 | 7.0747 | 5.1609 | -3.0499 | 31.1301 | 12.399 | 9.0449 | 12.1923 | 31.2242 | 12.1532 | 8.8656 | 10.9772 | 31.28 | 12.0177 | 8.7668 | 10.6033 | 31.3917 | 11.8915 | 8.6747 | 10.3679 | 31.5213 | 11.6857 | 8.5246 | 10.1084 | 31.6689 | 11.4811 | 8.3753 | 9.8765 | 31.8453 | 11.2241 | 8.1879 | 9.6181 | 32.0682 | 10.9479 | 7.9863 | 9.2731 | 32.3637 | 10.4672 | 7.6357 | 8.2525 | 32.6215 | 10.1716 | 7.42 | 7.2367 | 33.5816 | 9.1044 | 6.6415 | 3.4032 | 32.8777 | 9.9811 | 7.281 | 6.2667 | 34.4662 | 7.7376 | 5.6444 | -1.0618 | 34.8408 | 7.1739 | 5.2332 | -3.5499 | 34.8272 | 7.0719 | 5.1589 | -2.613
NEW MOSTON | CHADDERTON | WHITEGATE | 388333 | 402657 | 30.5383 | 15.6471 | 11.4143 | 16.3399 | 30.6569 | 15.554 | 11.3464 | 15.6922 | 30.781 | 15.3721 | 11.2137 | 15.2921 | 30.949 | 15.1889 | 11.0801 | 14.9927 | 31.1279 | 14.9782 | 10.9264 | 14.578 | 31.2809 | 14.8688 | 10.8466 | 14.2507 | 31.451 | 14.7889 | 10.7883 | 13.8125 | 31.6353 | 14.6706 | 10.702 | 13.3564 | 31.7931 | 14.5664 | 10.626 | 12.9879 | 31.9125 | 14.4668 | 10.5533 | 12.6117 | 32.3199 | 13.9406 | 10.1695 | 10.4364 | 32.0244 | 14.3781 | 10.4886 | 12.2733 | 32.6914 | 13.0711 | 9.5352 | 5.544 | 32.8947 | 12.5659 | 9.1666 | 1.698 | 32.9938 | 11.9292 | 8.7022 | -1.1694 | 30.525 | 15.6471 | 11.4143 | 16.3399 | 30.6415 | 15.5361 | 11.3334 | 15.6555 | 30.6572 | 15.424 | 11.2516 | 15.5234 | 30.7075 | 15.3311 | 11.1838 | 15.4455 | 30.753 | 15.2317 | 11.1113 | 15.252 | 30.7964 | 15.1436 | 11.0471 | 15.1778 | 30.8711 | 15.0384 | 10.9703 | 14.9059 | 30.9799 | 14.9571 | 10.911 | 14.4584 | 31.1068 | 14.8788 | 10.8539 | 14.0675 | 31.1709 | 14.8359 | 10.8226 | 13.8223 | 31.356 | 14.6467 | 10.6845 | 12.8983 | 31.2288 | 14.7956 | 10.7932 | 13.5839 | 31.5308 | 14.5948 | 10.6467 | 12.0837 | 31.6515 | 14.7179 | 10.7365 | 11.6752 | 31.7308 | 14.6785 | 10.7078 | 11.4975 | 30.5383 | 15.6471 | 11.4143 | 16.3399 | 30.657 | 15.5618 | 11.3521 | 15.7301 | 30.7812 | 15.4542 | 11.2737 | 15.3806 | 30.9492 | 15.3219 | 11.1771 | 15.1406 | 31.1287 | 15.1511 | 11.0525 | 14.8214 | 31.2819 | 14.9931 | 10.9373 | 14.6468 | 31.4522 | 14.8994 | 10.8689 | 14.3761 | 31.6359 | 14.8088 | 10.8028 | 14.0383 | 31.7937 | 14.7069 | 10.7285 | 13.7534 | 31.9127 | 14.6255 | 10.6691 | 13.4178 | 32.3149 | 14.2684 | 10.4086 | 12.1653 | 32.0238 | 14.5374 | 10.6048 | 13.0864 | 32.6657 | 14.1113 | 10.294 | 11.0559 | 32.8585 | 14.2753 | 10.4136 | 10.5182 | 32.937 | 14.1771 | 10.342 | 10.4204 | 30.5438 | 15.6471 | 11.4143 | 16.3399 | 30.6661 | 15.576 | 11.3625 | 15.7288 | 30.8098 | 15.4341 | 11.259 | 15.3804 | 31.0201 | 15.2553 | 11.1286 | 15.115 | 31.2225 | 15.0811 | 11.0014 | 14.7439 | 31.4244 | 14.9025 | 10.8712 | 14.4718 | 31.6492 | 14.7434 | 10.7551 | 14.1118 | 31.8351 | 14.6279 | 10.6709 | 13.7588 | 32.0505 | 14.5054 | 10.5815 | 13.4743 | 32.209 | 14.3693 | 10.4822 | 13.106 | 32.8486 | 13.6896 | 9.9864 | 11.0097 | 32.3503 | 14.2435 | 10.3904 | 12.7831 | 33.4852 | 12.7517 | 9.3022 | 6.5075 | 33.7964 | 12.2195 | 8.914 | 3.0713 | 33.958 | 11.6054 | 8.466 | 0.41015 | 30.5438 | 15.6471 | 11.4143 | 16.3399 | 30.6532 | 15.5882 | 11.3714 | 15.7721 | 30.7824 | 15.5495 | 11.3431 | 15.4574 | 30.9804 | 15.3743 | 11.2154 | 15.203 | 31.1701 | 15.3347 | 11.1865 | 14.8514 | 31.3602 | 15.2359 | 11.1144 | 14.6224 | 31.5749 | 15.1404 | 11.0447 | 14.3034 | 31.7673 | 15.0183 | 10.9557 | 13.8861 | 32.0771 | 14.7729 | 10.7767 | 12.8731 | 32.2935 | 14.5148 | 10.5884 | 11.7642 | 32.9892 | 13.9022 | 10.1414 | 7.5472 | 32.497 | 14.2757 | 10.4139 | 10.6705 | 33.56 | 12.6642 | 9.2383 | 3.2324 | 33.7915 | 11.9599 | 8.7246 | 0.72016 | 33.7689 | 11.8571 | 8.6496 | 1.2619
NEWBIGGIN ON LUNE | PENRITH & SHAP | HARKER / HUTTON | 369770 | 505803 | 3.212 | 3.212 | 3.212 | 1.881 | 3.2239 | 3.2239 | 3.2239 | 1.826 | 3.2338 | 3.2338 | 3.2338 | 1.7685 | 3.2458 | 3.2458 | 3.2458 | 1.7124 | 3.2594 | 3.2594 | 3.2594 | 1.6576 | 3.2754 | 3.2754 | 3.2754 | 1.5862 | 3.294 | 3.294 | 3.294 | 1.5254 | 3.3152 | 3.3152 | 3.3152 | 1.464 | 3.3399 | 3.3399 | 3.3399 | 1.4003 | 3.3569 | 3.3569 | 3.3569 | 1.3372 | 3.4098 | 3.4098 | 3.4098 | 1.0908 | 3.3719 | 3.3719 | 3.3719 | 1.2777 | 3.4512 | 3.4512 | 3.4512 | 0.83479 | 3.4687 | 3.4687 | 3.4687 | 0.72764 | 3.4719 | 3.4719 | 3.4719 | 0.6655 | 3.2101 | 3.2101 | 3.2101 | 1.881 | 3.2247 | 3.2247 | 3.2247 | 1.8327 | 3.2306 | 3.2306 | 3.2306 | 1.8123 | 3.2388 | 3.2388 | 3.2388 | 1.7932 | 3.2478 | 3.2478 | 3.2478 | 1.773 | 3.2581 | 3.2581 | 3.2581 | 1.7413 | 3.2712 | 3.2712 | 3.2712 | 1.7081 | 3.2866 | 3.2866 | 3.2866 | 1.6576 | 3.3005 | 3.3005 | 3.3005 | 1.5983 | 3.3063 | 3.3063 | 3.3063 | 1.5633 | 3.3301 | 3.3301 | 3.3301 | 1.4209 | 3.3117 | 3.3117 | 3.3117 | 1.5309 | 3.3574 | 3.3574 | 3.3574 | 1.231 | 3.3736 | 3.3736 | 3.3736 | 1.0782 | 3.3835 | 3.3835 | 3.3835 | 0.99306 | 3.212 | 3.212 | 3.212 | 1.881 | 3.2239 | 3.2239 | 3.2239 | 1.833 | 3.2338 | 3.2338 | 3.2338 | 1.7857 | 3.2458 | 3.2458 | 3.2458 | 1.7426 | 3.2594 | 3.2594 | 3.2594 | 1.7053 | 3.2754 | 3.2754 | 3.2754 | 1.6601 | 3.294 | 3.294 | 3.294 | 1.6255 | 3.3152 | 3.3152 | 3.3152 | 1.5837 | 3.3399 | 3.3399 | 3.3399 | 1.5211 | 3.3569 | 3.3569 | 3.3569 | 1.4573 | 3.4098 | 3.4098 | 3.4098 | 1.2318 | 3.3719 | 3.3719 | 3.3719 | 1.3961 | 3.4512 | 3.4512 | 3.4512 | 1.0493 | 3.4687 | 3.4687 | 3.4687 | 0.94887 | 3.4719 | 3.4719 | 3.4719 | 0.96128 | 3.2124 | 3.2124 | 3.2124 | 1.881 | 3.2245 | 3.2245 | 3.2245 | 1.8271 | 3.2359 | 3.2359 | 3.2359 | 1.7742 | 3.2513 | 3.2513 | 3.2513 | 1.7193 | 3.27 | 3.27 | 3.27 | 1.6636 | 3.2918 | 3.2918 | 3.2918 | 1.5972 | 3.3165 | 3.3165 | 3.3165 | 1.5459 | 3.3429 | 3.3429 | 3.3429 | 1.4971 | 3.3733 | 3.3733 | 3.3733 | 1.4408 | 3.3942 | 3.3942 | 3.3942 | 1.3811 | 3.4632 | 3.4632 | 3.4632 | 1.1519 | 3.4133 | 3.4133 | 3.4133 | 1.3263 | 3.5145 | 3.5145 | 3.5145 | 0.92255 | 3.5311 | 3.5311 | 3.5311 | 0.81977 | 3.5373 | 3.5373 | 3.5373 | 0.76368 | 3.2124 | 3.2124 | 3.2124 | 1.881 | 3.2228 | 3.2228 | 3.2228 | 1.8293 | 3.2323 | 3.2323 | 3.2323 | 1.7784 | 3.2461 | 3.2461 | 3.2461 | 1.7187 | 3.263 | 3.263 | 3.263 | 1.6618 | 3.2825 | 3.2825 | 3.2825 | 1.6 | 3.305 | 3.305 | 3.305 | 1.5532 | 3.3287 | 3.3287 | 3.3287 | 1.5061 | 3.358 | 3.358 | 3.358 | 1.4313 | 3.3798 | 3.3798 | 3.3798 | 1.349 | 3.4519 | 3.4519 | 3.4519 | 1.0561 | 3.4001 | 3.4001 | 3.4001 | 1.2703 | 3.5016 | 3.5016 | 3.5016 | 0.85046 | 3.5158 | 3.5158 | 3.5158 | 0.79968 | 3.5172 | 3.5172 | 3.5172 | 0.79576
NEWBY | PENRITH & SHAP | HARKER / HUTTON | 360520 | 521151 | 15.2359 | 15.2359 | 15.2359 | 8.5612 | 15.2821 | 15.2821 | 15.2821 | 7.8967 | 15.3193 | 15.3193 | 15.3193 | 7.6799 | 15.367 | 15.367 | 15.367 | 7.4175 | 15.4163 | 15.4163 | 15.4163 | 7.1732 | 15.4707 | 15.4707 | 15.4707 | 6.9442 | 15.5326 | 15.5326 | 15.5326 | 6.7684 | 15.6027 | 15.6027 | 15.6027 | 6.4626 | 15.6869 | 15.6869 | 15.6869 | 6.1775 | 15.7436 | 15.7436 | 15.7436 | 5.9305 | 15.9483 | 15.9483 | 15.9483 | 4.9112 | 15.7982 | 15.7982 | 15.7982 | 5.7405 | 16.1434 | 16.1434 | 16.1434 | 3.3952 | 16.2554 | 16.2554 | 16.2554 | 2.485 | 16.3169 | 16.3169 | 16.3169 | 1.8229 | 15.2322 | 15.2322 | 15.2322 | 8.5612 | 15.2906 | 15.2906 | 15.2906 | 8.2388 | 15.3124 | 15.3124 | 15.3124 | 8.2465 | 15.3475 | 15.3475 | 15.3475 | 8.1421 | 15.3835 | 15.3835 | 15.3835 | 8.0619 | 15.4226 | 15.4226 | 15.4226 | 8.0229 | 15.4755 | 15.4755 | 15.4755 | 8.0085 | 15.5335 | 15.5335 | 15.5335 | 7.8166 | 15.5882 | 15.5882 | 15.5882 | 7.6545 | 15.6041 | 15.6041 | 15.6041 | 7.6318 | 15.6736 | 15.6736 | 15.6736 | 7.2742 | 15.6193 | 15.6193 | 15.6193 | 7.5397 | 15.77 | 15.77 | 15.77 | 6.4521 | 15.852 | 15.852 | 15.852 | 5.6699 | 15.9109 | 15.9109 | 15.9109 | 5.1591 | 15.2359 | 15.2359 | 15.2359 | 8.5612 | 15.2822 | 15.2822 | 15.2822 | 8.0733 | 15.3194 | 15.3194 | 15.3194 | 7.919 | 15.3672 | 15.3672 | 15.3672 | 7.725 | 15.4169 | 15.4169 | 15.4169 | 7.5738 | 15.4716 | 15.4716 | 15.4716 | 7.4733 | 15.5337 | 15.5337 | 15.5337 | 7.4547 | 15.6033 | 15.6033 | 15.6033 | 7.2859 | 15.6876 | 15.6876 | 15.6876 | 7.0911 | 15.7439 | 15.7439 | 15.7439 | 6.8719 | 15.943 | 15.943 | 15.943 | 5.9937 | 15.7976 | 15.7976 | 15.7976 | 6.6632 | 16.1161 | 16.1161 | 16.1161 | 5.1691 | 16.2169 | 16.2169 | 16.2169 | 4.5839 | 16.2565 | 16.2565 | 16.2565 | 4.5997 | 15.2371 | 15.2371 | 15.2371 | 8.5612 | 15.2835 | 15.2835 | 15.2835 | 7.7017 | 15.3256 | 15.3256 | 15.3256 | 7.4649 | 15.3846 | 15.3846 | 15.3846 | 7.218 | 15.4519 | 15.4519 | 15.4519 | 6.9925 | 15.5294 | 15.5294 | 15.5294 | 6.7941 | 15.6166 | 15.6166 | 15.6166 | 6.6471 | 15.7101 | 15.7101 | 15.7101 | 6.3856 | 15.8235 | 15.8235 | 15.8235 | 6.1287 | 15.9029 | 15.9029 | 15.9029 | 5.9008 | 16.1952 | 16.1952 | 16.1952 | 4.9426 | 15.978 | 15.978 | 15.978 | 5.7313 | 16.4681 | 16.4681 | 16.4681 | 3.571 | 16.5912 | 16.5912 | 16.5912 | 2.7498 | 16.6488 | 16.6488 | 16.6488 | 2.1858 | 15.2371 | 15.2371 | 15.2371 | 8.5612 | 15.2751 | 15.2751 | 15.2751 | 7.6128 | 15.3086 | 15.3086 | 15.3086 | 7.3634 | 15.3611 | 15.3611 | 15.3611 | 7.0991 | 15.4224 | 15.4224 | 15.4224 | 6.8687 | 15.4921 | 15.4921 | 15.4921 | 6.6866 | 15.572 | 15.572 | 15.572 | 6.566 | 15.6591 | 15.6591 | 15.6591 | 6.3231 | 15.7741 | 15.7741 | 15.7741 | 5.9382 | 15.8657 | 15.8657 | 15.8657 | 5.551 | 16.1918 | 16.1918 | 16.1918 | 4.1006 | 15.9536 | 15.9536 | 15.9536 | 5.2094 | 16.4511 | 16.4511 | 16.4511 | 2.8431 | 16.5433 | 16.5433 | 16.5433 | 2.2929 | 16.5527 | 16.5527 | 16.5527 | 2.4749
NEWTON | HYDE | STALYBRIDGE | 396385 | 396464 | 7.8784 | 7.8784 | 7.8784 | 7.8784 | 7.9193 | 7.9193 | 7.9193 | 7.9193 | 7.9532 | 7.9532 | 7.9532 | 7.9532 | 7.997 | 7.997 | 7.997 | 7.997 | 8.0437 | 8.0437 | 8.0437 | 8.0437 | 8.0962 | 8.0962 | 8.0962 | 8.0962 | 8.1556 | 8.1556 | 8.1556 | 8.1556 | 8.2221 | 8.2221 | 8.2221 | 8.2221 | 8.2959 | 8.2959 | 8.2959 | 8.2959 | 8.3483 | 8.3483 | 8.3483 | 8.3483 | 8.539 | 8.539 | 8.539 | 8.539 | 8.399 | 8.399 | 8.399 | 8.399 | 8.7301 | 8.7301 | 8.7301 | 8.7301 | 8.8471 | 8.8471 | 8.8471 | 8.8471 | 8.9413 | 8.9413 | 8.8843 | 8.9413 | 7.8746 | 7.8746 | 7.8746 | 7.8746 | 7.9191 | 7.9191 | 7.9191 | 7.9191 | 7.9316 | 7.9316 | 7.9316 | 7.9316 | 7.9526 | 7.9526 | 7.9526 | 7.9526 | 7.974 | 7.974 | 7.974 | 7.974 | 7.9965 | 7.9965 | 7.9965 | 7.9965 | 8.028 | 8.028 | 8.028 | 8.028 | 8.0676 | 8.0676 | 8.0676 | 8.0676 | 8.1086 | 8.1086 | 8.1086 | 8.1086 | 8.1296 | 8.1296 | 8.1296 | 8.1296 | 8.2135 | 8.2135 | 8.2135 | 8.2135 | 8.1503 | 8.1503 | 8.1503 | 8.1503 | 8.3107 | 8.3107 | 8.3107 | 8.3107 | 8.3945 | 8.3945 | 8.3945 | 8.3945 | 8.4636 | 8.4636 | 8.4636 | 8.4636 | 7.8784 | 7.8784 | 7.8784 | 7.8784 | 7.9194 | 7.9194 | 7.9194 | 7.9194 | 7.9533 | 7.9533 | 7.9533 | 7.9533 | 7.9972 | 7.9972 | 7.9972 | 7.9972 | 8.0445 | 8.0445 | 8.0445 | 8.0445 | 8.0973 | 8.0973 | 8.0973 | 8.0973 | 8.1569 | 8.1569 | 8.1569 | 8.1569 | 8.2229 | 8.2229 | 8.2229 | 8.2229 | 8.2967 | 8.2967 | 8.2967 | 8.2967 | 8.3487 | 8.3487 | 8.3487 | 8.3487 | 8.5327 | 8.5327 | 8.5327 | 8.5327 | 8.3984 | 8.3984 | 8.3984 | 8.3984 | 8.6996 | 8.6996 | 8.6996 | 8.6996 | 8.8042 | 8.8042 | 8.8042 | 8.8042 | 8.874 | 8.874 | 8.874 | 8.874 | 7.8797 | 7.8797 | 7.8797 | 7.8797 | 7.9211 | 7.9211 | 7.9211 | 7.9211 | 7.9595 | 7.9595 | 7.9595 | 7.9595 | 8.0131 | 8.0131 | 8.0131 | 8.0131 | 8.0755 | 8.0755 | 8.0755 | 8.0755 | 8.1468 | 8.1468 | 8.1468 | 8.1468 | 8.2263 | 8.2263 | 8.2263 | 8.2263 | 8.3122 | 8.3122 | 8.3122 | 8.3122 | 8.4191 | 8.4191 | 8.4191 | 8.4191 | 8.4944 | 8.4944 | 8.4944 | 8.4944 | 8.7643 | 8.7643 | 8.7643 | 8.7643 | 8.5623 | 8.5623 | 8.5623 | 8.5623 | 9.0358 | 9.0358 | 8.7199 | 9.0358 | 9.1953 | 9.1953 | 8.8532 | 9.1953 | 9.2858 | 9.2858 | 8.7541 | 9.2858 | 7.8797 | 7.8797 | 7.8797 | 7.8797 | 7.9167 | 7.9167 | 7.9167 | 7.9167 | 7.9501 | 7.9501 | 7.9501 | 7.9501 | 7.9996 | 7.9996 | 7.9996 | 7.9996 | 8.06 | 8.06 | 8.06 | 8.06 | 8.1292 | 8.1292 | 8.1292 | 8.1292 | 8.208 | 8.208 | 8.208 | 8.208 | 8.2966 | 8.2966 | 8.2966 | 8.2966 | 8.4167 | 8.4167 | 8.4167 | 8.4167 | 8.5119 | 8.5119 | 8.5119 | 8.5119 | 8.8244 | 8.8244 | 8.8244 | 8.8244 | 8.5967 | 8.5967 | 8.5967 | 8.5967 | 9.0907 | 9.0907 | 9.0907 | 9.0907 | 9.2134 | 9.2134 | 8.9104 | 9.2134 | 9.233 | 9.233 | 8.8372 | 9.233
NEWTON HEATH | CHADDERTON | WHITEGATE | 388030 | 400511 | 12.0189 | 12.0189 | 12.0189 | 2.4232 | 12.1225 | 12.1225 | 12.1225 | 1.3607 | 12.1749 | 12.1749 | 12.1749 | 1.0934 | 12.2468 | 12.2468 | 12.2468 | 0.92494 | 12.3225 | 12.3225 | 12.3225 | 0.71307 | 12.4062 | 12.4062 | 12.4062 | 0.52723 | 12.5012 | 12.5012 | 12.5012 | 0.28108 | 12.6074 | 12.6074 | 12.6074 | 0.029983 | 12.7269 | 12.7269 | 12.7269 | -0.18365 | 12.803 | 12.803 | 12.803 | -0.36922 | 13.0623 | 13.0623 | 13.0623 | -1.7515 | 12.8743 | 12.8743 | 12.8743 | -0.52947 | 13.292 | 13.292 | 13.292 | -5.4491 | 13.4039 | 13.4039 | 13.4039 | -8.4274 | 13.4665 | 13.4665 | 13.4665 | -10.5889 | 12.015 | 12.015 | 12.015 | 2.4232 | 12.1371 | 12.1371 | 12.1371 | 1.7223 | 12.1682 | 12.1682 | 12.1682 | 1.6242 | 12.2083 | 12.2083 | 12.2083 | 1.5571 | 12.2359 | 12.2359 | 12.2359 | 1.4479 | 12.2628 | 12.2628 | 12.2628 | 1.3863 | 12.3077 | 12.3077 | 12.3077 | 1.2316 | 12.372 | 12.372 | 12.372 | 0.98944 | 12.4477 | 12.4477 | 12.4477 | 0.7602 | 12.4809 | 12.4809 | 12.4809 | 0.65021 | 12.6019 | 12.6019 | 12.6019 | 0.21161 | 12.5121 | 12.5121 | 12.5121 | 0.54183 | 12.7285 | 12.7285 | 12.7285 | -0.22098 | 12.8195 | 12.8195 | 12.8195 | -0.47699 | 12.8823 | 12.8823 | 12.8823 | -0.62303 | 12.0189 | 12.0189 | 12.0189 | 2.4232 | 12.1226 | 12.1226 | 12.1226 | 1.617 | 12.175 | 12.175 | 12.175 | 1.4088 | 12.2469 | 12.2469 | 12.2469 | 1.2795 | 12.323 | 12.323 | 12.323 | 1.1291 | 12.4068 | 12.4068 | 12.4068 | 1.0407 | 12.502 | 12.502 | 12.502 | 0.91069 | 12.6079 | 12.6079 | 12.6079 | 0.74981 | 12.7275 | 12.7275 | 12.7275 | 0.58787 | 12.8032 | 12.8032 | 12.8032 | 0.42392 | 13.0584 | 13.0584 | 13.0584 | -0.20462 | 12.8739 | 12.8739 | 12.8739 | 0.26323 | 13.2722 | 13.2722 | 13.2722 | -0.78008 | 13.376 | 13.376 | 13.376 | -1.1012 | 13.4229 | 13.4229 | 13.4229 | -1.1639 | 12.0206 | 12.0206 | 12.0206 | 2.4232 | 12.1242 | 12.1242 | 12.1242 | 1.1639 | 12.1826 | 12.1826 | 12.1826 | 0.89082 | 12.2683 | 12.2683 | 12.2683 | 0.74074 | 12.3663 | 12.3663 | 12.3663 | 0.55116 | 12.4764 | 12.4764 | 12.4764 | 0.40255 | 12.5996 | 12.5996 | 12.5996 | 0.20759 | 12.7317 | 12.7317 | 12.7317 | 0.01801 | 12.895 | 12.895 | 12.895 | -0.14346 | 13.0033 | 13.0033 | 13.0033 | -0.29002 | 13.3443 | 13.3443 | 13.3443 | -1.549 | 13.0998 | 13.0998 | 13.0998 | -0.40925 | 13.7231 | 13.7231 | 13.7231 | -5.11 | 13.9288 | 13.9288 | 13.9288 | -7.968 | 14.034 | 14.034 | 14.034 | -10.0112 | 12.0206 | 12.0206 | 12.0206 | 2.4232 | 12.1089 | 12.1089 | 12.1089 | 1.0926 | 12.1498 | 12.1498 | 12.1498 | 0.84241 | 12.2192 | 12.2192 | 12.2192 | 0.71083 | 12.3017 | 12.3017 | 12.3017 | 0.54447 | 12.3955 | 12.3955 | 12.3955 | 0.43424 | 12.5029 | 12.5029 | 12.5029 | 0.27535 | 12.6251 | 12.6251 | 12.6251 | 0.027449 | 12.8038 | 12.8038 | 12.8038 | -0.75221 | 12.9442 | 12.9442 | 12.9442 | -1.5537 | 13.3877 | 13.3877 | 13.3877 | -4.6615 | 13.0768 | 13.0768 | 13.0768 | -2.3479 | 13.7504 | 13.7504 | 13.7504 | -7.9546 | 13.9002 | 13.9002 | 13.9002 | -9.9212 | 13.8754 | 13.8754 | 13.8754 | -9.5199
NEWTON LE WILLOWS | GOLBORNE | BOLD | 357891 | 395944 | 26.5281 | 12.6332 | 9.0797 | 13.7936 | 26.8139 | 12.4289 | 8.9329 | 13.0751 | 26.952 | 12.2995 | 8.8399 | 12.5685 | 27.1576 | 12.1492 | 8.7319 | 12.0409 | 27.3716 | 11.9758 | 8.6072 | 11.4459 | 27.609 | 11.8312 | 8.5033 | 10.8742 | 27.8693 | 11.6846 | 8.3979 | 10.3198 | 28.1631 | 11.5435 | 8.2965 | 9.8286 | 28.5118 | 11.3919 | 8.1876 | 9.2581 | 28.8235 | 11.2497 | 8.0853 | 8.7252 | 29.6729 | 10.5445 | 7.5785 | 5.6874 | 29.1377 | 11.1359 | 8.0036 | 8.2827 | 30.6024 | 9.4591 | 6.7984 | -0.86129 | 31.2918 | 9.1058 | 6.5445 | -6.2249 | 31.9815 | 8.5004 | 6.1094 | -10.3023 | 26.5205 | 12.6332 | 9.0797 | 13.7936 | 26.8173 | 12.4831 | 8.9719 | 13.0642 | 26.8893 | 12.4388 | 8.94 | 12.8956 | 27.0265 | 12.3648 | 8.8868 | 12.6012 | 27.1714 | 12.2638 | 8.8142 | 12.2234 | 27.3254 | 12.1791 | 8.7533 | 11.8891 | 27.5011 | 12.0776 | 8.6804 | 11.4576 | 27.7004 | 11.9512 | 8.5895 | 10.9087 | 27.9177 | 11.7997 | 8.4807 | 10.2263 | 28.1008 | 11.7065 | 8.4137 | 9.7733 | 28.6229 | 11.3707 | 8.1723 | 8.1016 | 28.2891 | 11.6277 | 8.357 | 9.3848 | 29.145 | 11.1622 | 8.0225 | 6.415 | 29.6562 | 11.4198 | 8.2076 | 5.3304 | 30.1013 | 11.5178 | 8.2781 | 4.5342 | 26.5281 | 12.6332 | 9.0797 | 13.7936 | 26.815 | 12.4793 | 8.9691 | 13.1389 | 26.9537 | 12.3596 | 8.8831 | 12.712 | 27.1597 | 12.2163 | 8.7801 | 12.2268 | 27.379 | 12.0496 | 8.6603 | 11.6936 | 27.6192 | 11.9252 | 8.5709 | 11.2238 | 27.8817 | 11.8008 | 8.4815 | 10.7916 | 28.1704 | 11.676 | 8.3918 | 10.3883 | 28.5198 | 11.532 | 8.2883 | 9.8618 | 28.8267 | 11.3896 | 8.186 | 9.3397 | 29.6161 | 10.8801 | 7.8198 | 7.4078 | 29.1315 | 11.2735 | 8.1025 | 8.8843 | 30.3059 | 10.6358 | 7.6442 | 5.4602 | 30.875 | 11.1017 | 7.979 | 4.2139 | 31.3278 | 11.1227 | 7.9941 | 3.4362 | 26.5312 | 12.6332 | 9.0797 | 13.7936 | 26.8451 | 12.4022 | 8.9137 | 13.1044 | 27.0413 | 12.2692 | 8.8181 | 12.6473 | 27.2965 | 12.109 | 8.7029 | 12.1592 | 27.5949 | 11.9234 | 8.5696 | 11.6083 | 27.963 | 11.7584 | 8.451 | 11.1036 | 28.3778 | 11.5991 | 8.3365 | 10.6504 | 28.8041 | 11.4513 | 8.2303 | 10.2852 | 29.1683 | 11.2786 | 8.1062 | 9.8119 | 29.4423 | 11.1022 | 7.9794 | 9.3168 | 30.686 | 10.2924 | 7.3974 | 6.3126 | 29.7262 | 10.9614 | 7.8782 | 8.9062 | 32.236 | 9.0644 | 6.5148 | -0.15305 | 33.2251 | 8.6329 | 6.2046 | -5.3274 | 33.7421 | 8.0901 | 5.8145 | -8.9485 | 26.5312 | 12.6332 | 9.0797 | 13.7936 | 26.8389 | 12.4076 | 8.9176 | 13.1321 | 27.0403 | 12.2822 | 8.8275 | 12.6984 | 27.3035 | 12.1192 | 8.7103 | 12.2371 | 27.6301 | 11.939 | 8.5808 | 11.7024 | 28.0195 | 11.7779 | 8.465 | 11.2245 | 28.4691 | 11.6266 | 8.3563 | 10.787 | 28.8887 | 11.4745 | 8.2469 | 10.2654 | 29.3111 | 11.1606 | 8.0214 | 8.8469 | 29.685 | 10.8523 | 7.7998 | 7.3657 | 31.1646 | 10.4978 | 7.5449 | 1.6856 | 30.0613 | 10.6042 | 7.6215 | 5.9644 | 32.645 | 8.9535 | 6.435 | -4.3354 | 33.3675 | 8.4504 | 6.0734 | -8.0317 | 33.5445 | 8.2611 | 5.9374 | -8.0017
NEWTONGATE T11 & T12 | PENRITH & SHAP | HARKER / HUTTON | 349973 | 530340 | 32.2746 | 8.1829 | 5.8812 | 10.4033 | 32.329 | 7.8301 | 5.6277 | 8.8182 | 32.4518 | 7.5303 | 5.4122 | 7.9245 | 32.6229 | 7.2888 | 5.2386 | 7.879 | 32.7587 | 6.9319 | 4.9821 | 7.219 | 32.9114 | 6.8036 | 4.8899 | 6.6507 | 33.073 | 6.6876 | 4.8065 | 6.4021 | 33.2824 | 6.5465 | 4.7051 | 5.7741 | 33.5253 | 6.3976 | 4.5981 | 5.2599 | 33.7673 | 6.2317 | 4.4788 | 4.706 | 27.8539 | 4.5859 | 3.296 | -2.4297 | 34.0692 | 6.1044 | 4.3873 | 4.3033 | 16.573 | 2.7286 | 1.9611 | -11.4661 | 9.3411 | 1.5379 | 1.1054 | -16.2736 | 2.7517 | 0.45305 | 0.32562 | -20.5476 | 32.2666 | 8.1829 | 5.8812 | 10.4033 | 32.3584 | 8.0536 | 5.7883 | 9.8391 | 32.3641 | 7.9718 | 5.7295 | 9.612 | 32.4332 | 7.9381 | 5.7053 | 9.9214 | 32.4864 | 7.8093 | 5.6127 | 9.6671 | 32.4918 | 7.7088 | 5.5405 | 9.5562 | 32.5413 | 7.6324 | 5.4855 | 9.5798 | 32.6394 | 7.4893 | 5.3827 | 9.1265 | 32.8115 | 7.3254 | 5.2649 | 8.5691 | 32.9462 | 7.2098 | 5.1818 | 8.2665 | 33.8888 | 6.7789 | 4.8722 | 6.9392 | 33.1231 | 7.1057 | 5.107 | 8.0575 | 35.4201 | 6.3311 | 4.5503 | 4.7872 | 35.519 | 5.8479 | 4.203 | 2.6509 | 32.9917 | 5.4318 | 3.904 | 0.97744 | 32.2746 | 8.1829 | 5.8812 | 10.4033 | 32.3363 | 8.0047 | 5.7531 | 9.6897 | 32.462 | 7.7547 | 5.5734 | 9.0354 | 32.6353 | 7.5262 | 5.4093 | 9.0674 | 32.7971 | 7.2102 | 5.1821 | 8.5443 | 32.9636 | 7.1128 | 5.1121 | 8.1712 | 33.1319 | 6.9843 | 5.0198 | 8.1043 | 33.3153 | 6.8928 | 4.954 | 7.6612 | 33.5603 | 6.7586 | 4.8575 | 7.1694 | 33.778 | 6.5956 | 4.7404 | 6.6344 | 30.6389 | 5.0445 | 3.6256 | 0.31927 | 34.031 | 6.4709 | 4.6508 | 6.2369 | 23.8762 | 3.931 | 2.8253 | -5.1274 | 19.0258 | 3.1325 | 2.2514 | -7.4855 | 16.1786 | 2.6637 | 1.9144 | -8.8727 | 32.2779 | 8.1829 | 5.8812 | 10.4033 | 32.3343 | 7.7143 | 5.5444 | 8.3665 | 32.4646 | 7.3845 | 5.3074 | 7.4262 | 32.6515 | 7.0813 | 5.0894 | 7.4401 | 32.8599 | 6.8229 | 4.9037 | 6.7942 | 33.1765 | 6.5788 | 4.7283 | 6.2122 | 33.555 | 6.1069 | 4.3892 | 5.9558 | 33.9941 | 5.9147 | 4.251 | 5.3156 | 33.5638 | 5.526 | 3.9717 | 4.6942 | 30.6468 | 5.0458 | 3.6265 | 4.0208 | 14.3505 | 2.3627 | 1.6981 | -8.1443 | 29.0126 | 4.7767 | 3.4331 | 3.4127 | 2.6844 | 0.44197 | 0.31765 | -19.5197 | 2.6844 | 0.44197 | 0.31765 | -25.6978 | 2.6844 | 0.44197 | 0.31765 | -27.9464 | 32.2779 | 8.1829 | 5.8812 | 10.4033 | 32.338 | 7.6966 | 5.5317 | 8.1427 | 32.4709 | 7.3626 | 5.2917 | 7.167 | 32.7041 | 7.1126 | 5.112 | 7.1408 | 33.0634 | 6.8857 | 4.9489 | 6.3964 | 33.5298 | 6.7034 | 4.8178 | 5.7519 | 34.1282 | 6.4949 | 4.668 | 5.4035 | 34.829 | 6.1547 | 4.4235 | 4.5737 | 34.2884 | 5.6453 | 4.0574 | 2.3039 | 20.2487 | 3.3338 | 2.3961 | -10.6961 | 10.2655 | 1.6901 | 1.2147 | -16.6445 | 18.2859 | 3.0106 | 2.1638 | -11.7544 | 2.6844 | 0.44197 | 0.31765 | -23.9595 | 2.6844 | 0.44197 | 0.31765 | -28.4292 | 2.6844 | 0.44197 | 0.31765 | -27.8759
NEWTONGATE T13 | PENRITH & SHAP | HARKER / HUTTON | 349973 | 530340 | 16.4919 | 16.4919 | 16.4919 | 11.2835 | 16.5515 | 16.5515 | 16.5515 | 10.2107 | 16.5917 | 16.5917 | 16.5917 | 9.8474 | 16.6498 | 16.6498 | 16.6498 | 9.6887 | 16.7033 | 16.7033 | 15.4361 | 9.4517 | 16.7634 | 16.7634 | 15.3826 | 9.2033 | 16.8365 | 16.8365 | 15.323 | 9.0032 | 16.9239 | 16.9239 | 15.2653 | 8.8127 | 17.0219 | 17.0219 | 15.2008 | 8.5646 | 17.116 | 17.116 | 15.1159 | 8.3689 | 17.6126 | 17.6126 | 15.048 | 7.1728 | 17.2241 | 17.2241 | 15.1378 | 8.2117 | 18.3115 | 18.3115 | 15.8322 | 4.4545 | 18.8829 | 18.8829 | 17.3341 | 2.1917 | 19.4885 | 19.4885 | 17.4209 | 0.41854 | 16.4908 | 16.4908 | 16.4908 | 11.2835 | 16.5689 | 16.5689 | 16.5689 | 10.9308 | 16.5896 | 16.5896 | 16.5896 | 10.8343 | 16.6294 | 16.6294 | 16.6294 | 10.7556 | 16.6681 | 16.6681 | 16.6681 | 10.6045 | 16.7089 | 16.7089 | 16.3549 | 10.4554 | 16.7658 | 16.7658 | 15.5465 | 10.3047 | 16.8418 | 16.8418 | 15.5094 | 10.1004 | 16.9405 | 16.9405 | 15.4589 | 9.8062 | 16.9967 | 16.9967 | 15.4283 | 9.6711 | 17.3267 | 17.3267 | 15.4668 | 9.1154 | 17.0639 | 17.0639 | 15.4468 | 9.5605 | 17.7746 | 17.7746 | 16.1343 | 8.4907 | 18.1847 | 18.1847 | 17.2367 | 8.019 | 18.5162 | 18.5162 | 17.382 | 7.6586 | 16.4919 | 16.4919 | 16.4919 | 11.2835 | 16.5556 | 16.5556 | 16.5556 | 10.9054 | 16.5966 | 16.5966 | 16.5966 | 10.7055 | 16.6554 | 16.6554 | 16.6554 | 10.5617 | 16.7139 | 16.7139 | 16.7139 | 10.3569 | 16.7764 | 16.7764 | 16.2869 | 10.1595 | 16.8461 | 16.8461 | 15.4518 | 10.0129 | 16.9244 | 16.9244 | 15.4 | 9.8649 | 17.019 | 17.019 | 15.3378 | 9.6375 | 17.1045 | 17.1045 | 15.2563 | 9.4483 | 17.5308 | 17.5308 | 15.2407 | 8.7005 | 17.1993 | 17.1993 | 15.2717 | 9.2866 | 17.9717 | 17.9717 | 16.2656 | 7.9005 | 18.3826 | 18.3826 | 17.989 | 7.3221 | 18.7331 | 18.7331 | 18.2513 | 6.974 | 16.4924 | 16.4924 | 16.4924 | 11.2835 | 16.5561 | 16.5561 | 16.5561 | 9.8929 | 16.5993 | 16.5993 | 16.5993 | 9.4812 | 16.6627 | 16.6627 | 16.6627 | 9.3401 | 16.7353 | 16.7353 | 16.7353 | 9.1137 | 16.8388 | 16.8388 | 16.0055 | 8.8704 | 16.9629 | 16.9629 | 15.1327 | 8.683 | 17.1065 | 17.1065 | 15.0179 | 8.5082 | 17.2763 | 17.2763 | 14.8987 | 8.2605 | 17.458 | 17.458 | 14.7867 | 8.0507 | 18.3318 | 18.3318 | 14.5205 | 6.7021 | 17.6641 | 17.6641 | 14.7307 | 7.8728 | 19.5452 | 19.5452 | 15.1549 | 3.8396 | 20.3023 | 20.3023 | 16.5867 | 1.5661 | 20.6464 | 20.6464 | 16.6778 | 0.046252 | 16.4924 | 16.4924 | 16.4924 | 11.2835 | 16.5522 | 16.5522 | 16.5522 | 9.7497 | 16.5908 | 16.5908 | 16.5908 | 9.3261 | 16.6574 | 16.6574 | 16.6574 | 9.2043 | 16.7593 | 16.7593 | 16.7593 | 8.985 | 16.8994 | 16.8994 | 16.8994 | 8.7534 | 17.0775 | 17.0775 | 17.0775 | 8.5699 | 17.2895 | 17.2895 | 17.2895 | 8.3406 | 17.5216 | 17.5216 | 17.5216 | 7.7079 | 17.744 | 17.744 | 17.744 | 7.0896 | 18.7187 | 18.7187 | 18.1805 | 4.6326 | 17.9788 | 17.9788 | 17.9788 | 6.504 | 19.8379 | 19.8379 | 17.5314 | 1.969 | 20.3662 | 20.3662 | 17.1318 | 0.32677 | 20.5076 | 20.5076 | 16.9833 | 0.32725
NORBRECK | BISPHAM | PENWORTHAM WEST / STANAH | 331831 | 441463 | 28.5466 | 12.2949 | 8.969 | 23.3312 | 28.6038 | 11.9939 | 8.7494 | 23.179 | 28.6407 | 11.7452 | 8.568 | 23.0478 | 28.6816 | 11.5261 | 8.4082 | 22.9981 | 28.726 | 11.4573 | 8.358 | 22.8685 | 28.7766 | 11.3887 | 8.3079 | 22.7739 | 28.8348 | 11.3301 | 8.2652 | 22.6563 | 28.8995 | 11.2796 | 8.2283 | 22.5563 | 28.9675 | 11.225 | 8.1885 | 22.4141 | 29.0133 | 11.1797 | 8.1555 | 22.3309 | 29.1626 | 10.9628 | 7.9972 | 21.6368 | 29.0556 | 11.131 | 8.1199 | 22.2453 | 29.283 | 10.637 | 7.7595 | 19.3 | 29.3384 | 10.9988 | 8.0235 | 17.3407 | 29.3534 | 10.7263 | 7.8247 | 15.9501 | 28.5409 | 12.2949 | 8.969 | 23.3312 | 28.6006 | 12.1095 | 8.8337 | 23.1677 | 28.6154 | 11.9819 | 8.7406 | 23.1385 | 28.6304 | 11.8616 | 8.6529 | 23.1818 | 28.6461 | 11.7257 | 8.5538 | 23.1498 | 28.6631 | 11.6113 | 8.4703 | 23.1662 | 28.689 | 11.5825 | 8.4493 | 23.133 | 28.7188 | 11.5395 | 8.4179 | 23.0763 | 28.7497 | 11.483 | 8.3767 | 22.962 | 28.7656 | 11.449 | 8.3519 | 22.8759 | 28.8223 | 11.3394 | 8.2719 | 22.5587 | 28.7801 | 11.4232 | 8.3331 | 22.7885 | 28.8835 | 11.3589 | 8.2861 | 22.2446 | 28.9229 | 11.8178 | 8.6209 | 22.0944 | 28.9415 | 12.1389 | 8.8552 | 22.0332 | 28.5466 | 12.2949 | 8.969 | 23.3312 | 28.6038 | 12.1016 | 8.8279 | 23.1866 | 28.6407 | 11.9224 | 8.6972 | 23.0614 | 28.6816 | 11.757 | 8.5766 | 23.0209 | 28.726 | 11.5886 | 8.4538 | 22.9086 | 28.7766 | 11.4343 | 8.3412 | 22.846 | 28.8348 | 11.3782 | 8.3002 | 22.7644 | 28.8995 | 11.3323 | 8.2667 | 22.6913 | 28.9675 | 11.2806 | 8.2291 | 22.5594 | 29.0133 | 11.2381 | 8.1981 | 22.4791 | 29.1626 | 11.1065 | 8.102 | 22.1469 | 29.0556 | 11.1867 | 8.1606 | 22.3916 | 29.283 | 11.223 | 8.187 | 21.8642 | 29.3384 | 12.0881 | 8.8181 | 21.7283 | 29.3534 | 12.1067 | 8.8316 | 21.7006 | 28.5484 | 12.2949 | 8.969 | 23.3312 | 28.6064 | 12.0412 | 8.7839 | 23.1877 | 28.6466 | 11.8539 | 8.6472 | 23.064 | 28.6981 | 11.6893 | 8.5272 | 23.0152 | 28.759 | 11.4805 | 8.3749 | 22.8842 | 28.8274 | 11.327 | 8.2629 | 22.7943 | 28.8958 | 11.2611 | 8.2148 | 22.6869 | 28.9687 | 11.2049 | 8.1738 | 22.6018 | 29.0615 | 11.1437 | 8.1291 | 22.4621 | 29.1221 | 11.0891 | 8.0893 | 22.3774 | 29.3399 | 10.8075 | 7.8839 | 21.704 | 29.1756 | 11.019 | 8.0382 | 22.2935 | 29.5823 | 10.5264 | 7.6789 | 19.8233 | 29.7084 | 10.8937 | 7.9468 | 17.9626 | 29.7792 | 10.6229 | 7.7493 | 16.65 | 28.5484 | 12.2949 | 8.969 | 23.3312 | 28.5994 | 12.0444 | 8.7862 | 23.2031 | 28.6337 | 11.8603 | 8.6519 | 23.0943 | 28.6796 | 11.699 | 8.5343 | 23.0489 | 28.7344 | 11.5224 | 8.4054 | 22.9251 | 28.7946 | 11.3528 | 8.2817 | 22.8508 | 28.8553 | 11.3173 | 8.2558 | 22.7578 | 28.9265 | 11.2798 | 8.2285 | 22.6295 | 29.0365 | 11.1827 | 8.1576 | 22.1876 | 29.1202 | 11.0989 | 8.0965 | 21.7948 | 29.3956 | 11.7644 | 8.582 | 20.0886 | 29.1979 | 11.068 | 8.0739 | 21.399 | 29.6264 | 11.0474 | 8.0589 | 17.9545 | 29.7216 | 10.6934 | 7.8007 | 16.6877 | 29.7122 | 10.6018 | 7.7338 | 16.952
NORBURY | HAZEL GROVE | BREDBURY | 392447 | 385492 | 23.9205 | 3.9383 | 2.8306 | 15.5356 | 20.7319 | 3.4134 | 2.4532 | 13.6971 | 19.7339 | 3.249 | 2.3351 | 13.2387 | 19.0287 | 3.1329 | 2.2517 | 13.0249 | 18.1156 | 2.9826 | 2.1437 | 12.6513 | 17.4504 | 2.8731 | 2.0649 | 12.4427 | 16.7194 | 2.7527 | 1.9784 | 12.2385 | 15.7935 | 2.6003 | 1.8689 | 11.8304 | 14.9819 | 2.4666 | 1.7728 | 11.5697 | 14.3674 | 2.3655 | 1.7001 | 11.3741 | 10.1647 | 1.6735 | 1.2028 | 10.1647 | 13.7067 | 2.2567 | 1.6219 | 11.2214 | 1.945 | 0.32023 | 0.23015 | 1.945 | 2.6844 | 0.44197 | 0.31765 | 2.6844 | 2.6844 | 0.44197 | 0.31765 | 1.6839 | 23.9205 | 3.9383 | 2.8306 | 15.5356 | 22.7719 | 3.7492 | 2.6946 | 15.1021 | 22.4201 | 3.6913 | 2.653 | 15.0872 | 22.3236 | 3.6754 | 2.6416 | 15.0845 | 21.8302 | 3.5942 | 2.5832 | 14.95 | 21.3798 | 3.52 | 2.5299 | 14.8289 | 20.7869 | 3.4224 | 2.4598 | 14.5079 | 20.1115 | 3.3112 | 2.3798 | 14.1326 | 19.3427 | 3.1846 | 2.2889 | 13.7305 | 18.8261 | 3.0996 | 2.2277 | 13.4543 | 17.0331 | 2.8044 | 2.0156 | 12.471 | 18.3409 | 3.0197 | 2.1703 | 13.1715 | 15.1817 | 2.4995 | 1.7965 | 11.7561 | 13.8564 | 2.2813 | 1.6396 | 11.3848 | 12.8121 | 2.1094 | 1.5161 | 11.321 | 23.9205 | 3.9383 | 2.8306 | 15.5356 | 22.5407 | 3.7112 | 2.6673 | 14.9913 | 21.8343 | 3.5948 | 2.5837 | 14.6913 | 21.0406 | 3.4642 | 2.4898 | 14.467 | 20.2168 | 3.3285 | 2.3923 | 14.1044 | 19.5316 | 3.2157 | 2.3112 | 13.8935 | 18.8448 | 3.1027 | 2.2299 | 13.6865 | 17.9433 | 2.9542 | 2.1233 | 13.295 | 17.125 | 2.8195 | 2.0264 | 13.0234 | 16.4999 | 2.7166 | 1.9525 | 12.8217 | 12.8732 | 2.1195 | 1.5233 | 11.8828 | 15.7796 | 2.598 | 1.8672 | 12.6183 | 7.9219 | 1.3043 | 0.93742 | 7.9219 | 6.5996 | 1.0866 | 0.78095 | 6.5996 | 5.2195 | 0.85935 | 0.61763 | 5.2195 | 23.9205 | 3.9383 | 2.8306 | 15.5356 | 19.6443 | 3.2343 | 2.3245 | 13.0603 | 18.7897 | 3.0936 | 2.2234 | 12.5426 | 18.0258 | 2.9678 | 2.133 | 12.3381 | 16.9428 | 2.7895 | 2.0049 | 11.9563 | 15.9168 | 2.6206 | 1.8835 | 11.7623 | 14.5373 | 2.3935 | 1.7202 | 11.5861 | 12.449 | 2.0496 | 1.4731 | 11.2113 | 10.3337 | 1.7014 | 1.2228 | 10.3337 | 8.6352 | 1.4217 | 1.0218 | 8.6352 | 1.7681 | 0.2911 | 0.20922 | 1.7681 | 8.6449 | 1.4233 | 1.023 | 8.6449 | 2.6844 | 0.44197 | 0.31765 | 2.6844 | 2.6844 | 0.44197 | 0.31765 | 1.4229 | 2.6844 | 0.44197 | 0.31765 | -0.6304 | 23.9205 | 3.9383 | 2.8306 | 15.5356 | 19.3664 | 3.1885 | 2.2917 | 12.7621 | 18.5707 | 3.0575 | 2.1975 | 12.2437 | 17.7958 | 2.9299 | 2.1058 | 12.0794 | 16.5681 | 2.7278 | 1.9605 | 11.6181 | 10.4174 | 1.7152 | 1.2327 | 7.3576 | 9.9508 | 1.6383 | 1.1775 | 7.44 | 8.7648 | 1.4431 | 1.0371 | 7.2331 | 7.1774 | 1.1817 | 0.84932 | 7.1774 | 6.1627 | 1.0146 | 0.72924 | 6.1627 | 2.6844 | 0.44197 | 0.31765 | 2.6844 | 4.5729 | 0.75289 | 0.54112 | 4.5729 | 2.6844 | 0.44197 | 0.31765 | 1.2943 | 2.6844 | 0.44197 | 0.31765 | -0.80752 | 2.6844 | 0.44197 | 0.31765 | -0.55158
NORTHENDEN | WEST DIDSBURY | SOUTH MANCHESTER | 382555 | 390327 | 21.3411 | 12.4842 | 9.1071 | 11.9539 | 21.4654 | 12.2814 | 8.9591 | 11.0457 | 21.5434 | 12.1447 | 8.8594 | 10.7584 | 21.6428 | 12.1813 | 8.8861 | 10.465 | 21.7417 | 12.1581 | 8.8692 | 10.171 | 21.8535 | 12.084 | 8.8151 | 9.7942 | 21.9941 | 12.0139 | 8.764 | 9.5381 | 22.1547 | 11.9132 | 8.6905 | 9.2349 | 22.3161 | 11.814 | 8.6181 | 8.9291 | 22.4457 | 11.7853 | 8.5972 | 8.5885 | 22.9892 | 11.3362 | 8.2696 | 6.8543 | 22.5783 | 11.7158 | 8.5465 | 8.3211 | 23.6624 | 10.4273 | 7.6066 | 3.0117 | 24.1082 | 9.7184 | 7.0894 | 0.081574 | 24.3984 | 9.1669 | 6.6871 | -2.0404 | 21.3326 | 12.4842 | 9.1071 | 11.9539 | 21.4867 | 12.3646 | 9.0198 | 11.3987 | 21.5312 | 12.3622 | 9.018 | 11.3412 | 21.6031 | 12.3125 | 8.9818 | 11.1954 | 21.6809 | 12.2546 | 8.9395 | 11.0387 | 21.7674 | 12.1766 | 8.8826 | 10.8228 | 21.8779 | 12.1085 | 8.833 | 10.6612 | 21.9953 | 11.9872 | 8.7445 | 10.3415 | 22.1274 | 11.839 | 8.6364 | 9.9897 | 22.2223 | 11.8323 | 8.6315 | 9.7287 | 22.5772 | 11.8194 | 8.6221 | 8.8221 | 22.3025 | 11.8506 | 8.6449 | 9.514 | 22.9792 | 11.6957 | 8.5318 | 7.9242 | 23.2256 | 11.6453 | 8.4951 | 7.4815 | 23.3805 | 11.6312 | 8.4848 | 7.2739 | 21.3411 | 12.4842 | 9.1071 | 11.9539 | 21.4754 | 12.3428 | 9.0039 | 11.3864 | 21.5544 | 12.1903 | 8.8927 | 11.1667 | 21.6518 | 12.2902 | 8.9655 | 10.9132 | 21.7518 | 12.2622 | 8.9451 | 10.6807 | 21.8637 | 12.1905 | 8.8928 | 10.4043 | 21.9912 | 12.1502 | 8.8634 | 10.2677 | 22.1407 | 12.0764 | 8.8096 | 10.062 | 22.2998 | 11.9429 | 8.7122 | 9.8241 | 22.4215 | 11.9577 | 8.723 | 9.5256 | 22.9279 | 11.6491 | 8.4979 | 8.4821 | 22.5454 | 11.898 | 8.6794 | 9.2744 | 23.4434 | 11.2651 | 8.2178 | 7.4203 | 23.7362 | 10.9754 | 8.0064 | 6.8177 | 23.8971 | 10.7823 | 7.8655 | 6.5975 | 21.344 | 12.4842 | 9.1071 | 11.9539 | 21.4813 | 12.2121 | 8.9086 | 10.8844 | 21.5675 | 12.0073 | 8.7591 | 10.6056 | 21.6739 | 12.196 | 8.8968 | 10.3344 | 21.8016 | 12.1344 | 8.8519 | 10.0638 | 21.9544 | 12.0204 | 8.7687 | 9.7272 | 22.1312 | 11.8805 | 8.6666 | 9.5428 | 22.3145 | 11.8816 | 8.6675 | 9.321 | 22.5297 | 11.7843 | 8.5965 | 9.0771 | 22.7154 | 11.6901 | 8.5278 | 8.76 | 23.5547 | 11.0409 | 8.0542 | 6.9121 | 22.9067 | 11.582 | 8.4489 | 8.5109 | 24.7271 | 9.8618 | 7.194 | 1.9806 | 25.3918 | 8.9038 | 6.4952 | -2.0696 | 25.502 | 8.3724 | 6.1076 | -4.4699 | 21.344 | 12.4842 | 9.1071 | 11.9539 | 21.4691 | 12.2174 | 8.9125 | 10.8292 | 21.5386 | 12.0745 | 8.8082 | 10.5755 | 21.6315 | 12.231 | 8.9223 | 10.3245 | 21.7605 | 12.1619 | 8.8719 | 10.0657 | 21.9304 | 11.9895 | 8.7462 | 9.739 | 22.1285 | 12.0068 | 8.7588 | 9.5485 | 22.3346 | 11.9145 | 8.6915 | 9.2498 | 22.6228 | 11.6907 | 8.5282 | 8.4392 | 22.8789 | 11.4445 | 8.3486 | 7.5348 | 23.8189 | 10.5327 | 7.6834 | 4.232 | 23.1283 | 11.2081 | 8.1761 | 6.6974 | 24.8871 | 9.4232 | 6.8741 | 0.31582 | 25.2163 | 8.7415 | 6.3768 | -2.978 | 25.1452 | 8.4379 | 6.1553 | -4.1148
NWGB PARTINGTON | CARRINGTON BSP | CARRINGTON | 372569 | 392079 | 21.8857 | 11.3894 | 8.3084 | 16.8456 | 21.9757 | 10.4205 | 7.6016 | 13.7239 | 22.0131 | 9.987 | 7.2854 | 13.268 | 22.0593 | 9.6213 | 7.0186 | 13.1571 | 22.1043 | 9.5637 | 6.9766 | 12.9942 | 22.1548 | 9.4853 | 6.9194 | 12.8391 | 22.2118 | 9.4009 | 6.8579 | 12.6876 | 23.3923 | 9.0691 | 6.6157 | 11.3684 | 23.4735 | 9.1281 | 6.6589 | 11.2324 | 23.5571 | 9.1123 | 6.6473 | 11.0961 | 26.8061 | 8.4288 | 6.1487 | 7.2054 | 23.6244 | 9.0905 | 6.6314 | 10.9837 | 29.3938 | 7.9514 | 5.8005 | 2.586 | 29.332 | 9.4604 | 6.9012 | 0.91532 | 29.55 | 9.271 | 6.7631 | -0.74144 | 21.8874 | 11.3894 | 8.3084 | 16.8456 | 21.9805 | 10.9701 | 8.0025 | 15.8759 | 21.9992 | 10.6919 | 7.7996 | 15.7884 | 22.0287 | 10.4715 | 7.6388 | 15.7638 | 22.0619 | 10.2621 | 7.4861 | 15.7089 | 22.0974 | 10.063 | 7.3408 | 15.6791 | 22.1389 | 10.0414 | 7.3251 | 15.6193 | 22.1872 | 10.0088 | 7.3012 | 15.4768 | 22.2403 | 9.9765 | 7.2777 | 15.3448 | 22.2767 | 9.9529 | 7.2605 | 15.2597 | 22.4931 | 9.8834 | 7.2098 | 14.8755 | 22.3197 | 9.9188 | 7.2357 | 15.1812 | 22.8152 | 9.9172 | 7.2345 | 14.3603 | 23.1358 | 10.7727 | 7.8585 | 13.9575 | 23.3804 | 11.5702 | 8.4403 | 13.5879 | 21.8857 | 11.3894 | 8.3084 | 16.8456 | 21.9774 | 10.83 | 7.9003 | 15.0576 | 22.0151 | 10.5197 | 7.6739 | 14.7771 | 22.0618 | 10.2833 | 7.5015 | 14.6835 | 22.1107 | 10.0338 | 7.3195 | 14.5595 | 22.1632 | 9.7447 | 7.1086 | 14.4648 | 22.2204 | 9.6939 | 7.0716 | 14.3839 | 23.3959 | 9.3919 | 6.8513 | 13.1347 | 23.4766 | 9.4311 | 6.8799 | 13.0369 | 23.5541 | 9.4299 | 6.879 | 12.9221 | 26.746 | 8.8345 | 6.4446 | 9.4748 | 23.612 | 9.409 | 6.8638 | 12.8172 | 29.1662 | 8.7121 | 6.3553 | 6.716 | 29.0124 | 10.5961 | 7.7297 | 6.7166 | 29.0582 | 10.6907 | 7.7987 | 6.5237 | 21.886 | 11.3894 | 8.3084 | 16.8456 | 21.9994 | 10.3938 | 7.5822 | 12.5341 | 22.0579 | 10.0271 | 7.3146 | 11.9555 | 22.1303 | 9.7937 | 7.1444 | 11.8671 | 22.2184 | 9.4779 | 6.914 | 11.713 | 22.3078 | 9.1005 | 6.6387 | 11.5644 | 22.3989 | 9.1647 | 6.6855 | 11.4274 | 23.5981 | 8.9438 | 6.5243 | 10.1313 | 23.7077 | 8.8931 | 6.4874 | 10.0022 | 23.8244 | 8.8354 | 6.4453 | 9.8495 | 31.5845 | 7.3828 | 5.3856 | 1.4973 | 23.9519 | 8.7783 | 6.4036 | 9.7135 | 36.2814 | 6.5129 | 4.751 | -5.0452 | 36.4746 | 7.9803 | 5.8215 | -6.7135 | 36.5218 | 7.8129 | 5.6994 | -8.1766 | 21.886 | 11.3894 | 8.3084 | 16.8456 | 21.9994 | 10.2973 | 7.5118 | 11.9396 | 22.0624 | 9.9448 | 7.2546 | 11.2947 | 25.1775 | 9.1788 | 6.6958 | 8.1678 | 25.1045 | 8.8794 | 6.4774 | 8.1801 | 25.0239 | 8.6947 | 6.3427 | 8.2083 | 24.9889 | 8.6832 | 6.3343 | 8.2262 | 26.0757 | 8.4961 | 6.1978 | 6.9969 | 26.0978 | 8.4259 | 6.1466 | 6.6327 | 26.2068 | 8.3789 | 6.1123 | 6.137 | 34.4214 | 8.9991 | 6.5647 | -3.6103 | 33.2686 | 7.2629 | 5.2982 | -1.2983 | 34.1473 | 8.4846 | 6.1894 | -5.0862 | 34.2125 | 8.1212 | 5.9243 | -6.2381 | 34.0685 | 8.0313 | 5.8587 | -6.226
OFFERTON | VERNON PARK | BREDBURY | 391010 | 389489 | 29.3741 | 13.0302 | 9.5053 | 20.0318 | 29.4567 | 12.7871 | 9.328 | 18.5805 | 29.5176 | 12.6394 | 9.2203 | 18.0526 | 29.594 | 12.4208 | 9.0608 | 17.5902 | 29.6693 | 12.1404 | 8.8562 | 17.1024 | 29.7497 | 11.9557 | 8.7215 | 16.493 | 29.8403 | 11.8163 | 8.6198 | 16.0227 | 29.9428 | 11.6905 | 8.528 | 15.5934 | 30.0604 | 11.5567 | 8.4305 | 15.0652 | 30.1483 | 11.4201 | 8.3308 | 14.5788 | 30.464 | 10.7594 | 7.8489 | 12.9292 | 30.2326 | 11.3306 | 8.2655 | 14.3778 | 30.7832 | 9.77 | 7.1271 | 8.9494 | 30.981 | 9.0553 | 6.6057 | 5.615 | 31.1212 | 8.5072 | 6.2059 | 3.4564 | 29.3657 | 13.0302 | 9.5053 | 20.0318 | 29.4528 | 12.9127 | 9.4197 | 19.124 | 29.4652 | 12.8098 | 9.3446 | 18.8308 | 29.4938 | 12.6993 | 9.2639 | 18.4968 | 29.5169 | 12.5107 | 9.1264 | 18.1337 | 29.5386 | 12.2883 | 8.9642 | 17.6778 | 29.5754 | 12.1846 | 8.8885 | 17.2869 | 29.629 | 12.0883 | 8.8182 | 16.836 | 29.6923 | 11.962 | 8.7261 | 16.2718 | 29.7276 | 11.8721 | 8.6605 | 15.8442 | 29.8686 | 11.7046 | 8.5383 | 15.1721 | 29.7621 | 11.8333 | 8.6322 | 15.6846 | 30.0334 | 11.4998 | 8.389 | 14.544 | 30.1705 | 11.3722 | 8.2959 | 14.0908 | 30.2793 | 11.2612 | 8.2149 | 13.9286 | 29.3741 | 13.0302 | 9.5053 | 20.0318 | 29.4569 | 12.8815 | 9.3969 | 19.0189 | 29.5179 | 12.7785 | 9.3217 | 18.5646 | 29.5944 | 12.5817 | 9.1782 | 18.1276 | 29.6703 | 12.3188 | 8.9864 | 17.6876 | 29.7511 | 12.1215 | 8.8424 | 17.1648 | 29.842 | 11.9766 | 8.7368 | 16.7856 | 29.9438 | 11.8709 | 8.6597 | 16.424 | 30.0615 | 11.7339 | 8.5597 | 15.9379 | 30.1487 | 11.6076 | 8.4676 | 15.4698 | 30.4556 | 11.1192 | 8.1113 | 14.6514 | 30.2317 | 11.5173 | 8.4017 | 15.2701 | 30.7393 | 10.7376 | 7.8329 | 13.9185 | 30.9192 | 10.6182 | 7.7458 | 13.4193 | 31.0244 | 10.4927 | 7.6543 | 13.3332 | 29.377 | 13.0302 | 9.5053 | 20.0318 | 29.4605 | 12.7217 | 9.2803 | 18.3163 | 29.5294 | 12.6032 | 9.1939 | 17.7837 | 29.6201 | 12.3723 | 9.0254 | 17.3455 | 29.7175 | 12.1093 | 8.8335 | 16.8856 | 29.8293 | 11.8456 | 8.6412 | 16.3231 | 29.9543 | 11.6692 | 8.5125 | 15.9249 | 30.0881 | 11.5259 | 8.408 | 15.5828 | 30.2551 | 11.3093 | 8.25 | 15.1261 | 30.3798 | 11.1305 | 8.1195 | 14.6831 | 30.9134 | 10.4307 | 7.6091 | 13.1754 | 30.4963 | 10.9878 | 8.0154 | 14.5275 | 31.5382 | 9.4195 | 6.8714 | 9.3563 | 31.8756 | 8.6388 | 6.3019 | 6.1667 | 32.0618 | 8.0911 | 5.9023 | 4.1623 | 29.377 | 13.0302 | 9.5053 | 20.0318 | 29.4493 | 12.7072 | 9.2697 | 18.1972 | 29.5145 | 12.6283 | 9.2122 | 17.6709 | 29.5987 | 12.4159 | 9.0572 | 17.2422 | 29.6933 | 12.1626 | 8.8724 | 16.7944 | 29.8008 | 11.9161 | 8.6926 | 16.2579 | 29.9238 | 11.7782 | 8.592 | 15.8836 | 30.0732 | 11.5956 | 8.4589 | 15.4388 | 30.3246 | 11.1803 | 8.1558 | 14.313 | 30.5149 | 10.9316 | 7.9744 | 13.1823 | 31.1245 | 10.0135 | 7.3047 | 9.7923 | 30.6795 | 10.6399 | 7.7617 | 12.3309 | 31.6742 | 8.9977 | 6.5637 | 6.2717 | 31.9284 | 8.4234 | 6.1447 | 4.054 | 31.9559 | 8.3368 | 6.0816 | 4.564
OPENSHAW | DROYLSDEN | STALYBRIDGE | 388606 | 397346 | 25.3747 | 11.8595 | 8.6513 | 6.6878 | 25.5444 | 11.3028 | 8.2453 | 4.745 | 25.6435 | 10.9784 | 8.0086 | 4.2333 | 25.7992 | 10.6754 | 7.7876 | 3.7915 | 25.9496 | 10.5301 | 7.6816 | 3.3377 | 26.1079 | 10.3637 | 7.5602 | 2.8384 | 26.2839 | 10.2496 | 7.4769 | 2.3583 | 26.484 | 10.1127 | 7.377 | 1.9049 | 26.7242 | 9.9732 | 7.2753 | 1.4219 | 26.9297 | 9.8268 | 7.1685 | 0.94847 | 27.7765 | 9.1311 | 6.661 | -1.7359 | 27.1377 | 9.6777 | 7.0598 | 0.534 | 28.8314 | 7.7644 | 5.664 | -7.8304 | 29.4208 | 7.031 | 5.129 | -12.7096 | 29.9841 | 6.1775 | 4.5064 | -16.2939 | 25.37 | 11.8595 | 8.6513 | 6.6878 | 25.5632 | 11.5471 | 8.4234 | 5.6653 | 25.5738 | 11.4003 | 8.3163 | 5.5827 | 25.6453 | 11.2184 | 8.1837 | 5.3751 | 25.7084 | 11.0559 | 8.0651 | 5.1485 | 25.7649 | 10.8802 | 7.937 | 4.9141 | 25.8575 | 10.7971 | 7.8763 | 4.5938 | 25.9873 | 10.691 | 7.799 | 4.1395 | 26.1492 | 10.5649 | 7.707 | 3.5982 | 26.2453 | 10.4823 | 7.6467 | 3.235 | 26.6894 | 10.1723 | 7.4206 | 1.9437 | 26.3454 | 10.4094 | 7.5935 | 2.9015 | 27.2493 | 9.87 | 7.2 | 0.65207 | 27.7145 | 9.9347 | 7.2473 | -0.14373 | 28.0482 | 10.1519 | 7.4056 | -0.67886 | 25.3747 | 11.8595 | 8.6513 | 6.6878 | 25.5458 | 11.5333 | 8.4134 | 5.6183 | 25.6453 | 11.3366 | 8.2699 | 5.2748 | 25.8015 | 11.108 | 8.1031 | 4.8833 | 25.9561 | 10.8606 | 7.9227 | 4.5004 | 26.1166 | 10.6058 | 7.7368 | 4.1173 | 26.2935 | 10.5067 | 7.6645 | 3.7705 | 26.4887 | 10.3979 | 7.5851 | 3.4187 | 26.7288 | 10.262 | 7.486 | 2.9815 | 26.9299 | 10.1186 | 7.3814 | 2.5212 | 27.7226 | 9.6246 | 7.021 | 0.88125 | 27.1293 | 9.9731 | 7.2752 | 2.0947 | 28.5599 | 9.1028 | 6.6404 | -0.72751 | 29.0328 | 9.1041 | 6.6413 | -1.7089 | 29.3839 | 8.9611 | 6.537 | -2.1937 | 25.3767 | 11.8595 | 8.6513 | 6.6878 | 25.5545 | 11.2956 | 8.24 | 4.3441 | 25.6752 | 11.0436 | 8.0562 | 3.8251 | 25.857 | 10.7986 | 7.8774 | 3.4243 | 26.0574 | 10.487 | 7.6501 | 3.0139 | 26.2971 | 10.2438 | 7.4727 | 2.574 | 26.5685 | 10.0947 | 7.3639 | 2.1823 | 26.8534 | 9.9094 | 7.2287 | 1.8361 | 27.1917 | 9.7821 | 7.1359 | 1.4331 | 27.4853 | 9.6114 | 7.0114 | 1.0007 | 28.8601 | 8.7171 | 6.359 | -1.6311 | 27.78 | 9.4479 | 6.8921 | 0.62382 | 30.175 | 7.1828 | 5.2398 | -7.6206 | 30.931 | 6.4712 | 4.7206 | -12.295 | 31.2787 | 5.7367 | 4.1849 | -15.4499 | 25.3767 | 11.8595 | 8.6513 | 6.6878 | 25.5416 | 11.2554 | 8.2107 | 4.1707 | 25.6527 | 11.043 | 8.0557 | 3.6687 | 25.8319 | 10.8035 | 7.881 | 3.3051 | 26.0471 | 10.5328 | 7.6836 | 2.9241 | 26.2989 | 10.2816 | 7.5003 | 2.5254 | 26.5937 | 10.1383 | 7.3957 | 2.1648 | 26.9527 | 9.9875 | 7.2857 | 1.7115 | 27.5751 | 9.6696 | 7.0538 | 0.39613 | 27.9574 | 9.3064 | 6.7889 | -0.99327 | 29.2395 | 8.37 | 6.1058 | -6.2665 | 28.2859 | 9.0119 | 6.5741 | -2.3441 | 30.4427 | 6.6948 | 4.8838 | -11.8167 | 30.9754 | 6.0648 | 4.4242 | -15.1035 | 31.0385 | 5.9095 | 4.3109 | -14.7237
ORMSKIRK | SKELMERSDALE | WASHWAY FARM / KIRKBY | 341294 | 408158 | 30.8796 | 14.6644 | 10.5396 | 14.2084 | 31.0632 | 14.5034 | 10.4239 | 13.4316 | 31.2661 | 14.3538 | 10.3164 | 13.0067 | 31.4184 | 14.2588 | 10.2481 | 12.6093 | 31.5594 | 14.169 | 10.1836 | 12.2154 | 31.6916 | 14.1358 | 10.1597 | 11.8245 | 31.832 | 14.055 | 10.1016 | 11.4321 | 31.983 | 13.9591 | 10.0327 | 11.0662 | 32.1486 | 13.8208 | 9.9333 | 10.7042 | 32.2543 | 13.6812 | 9.8329 | 10.3561 | 32.6157 | 12.9615 | 9.3156 | 8.4661 | 32.3534 | 13.5628 | 9.7478 | 10.0557 | 32.9565 | 12.1012 | 8.6974 | 4.4273 | 33.1464 | 12.1279 | 8.7165 | 1.2922 | 33.2588 | 11.8953 | 8.5494 | -0.98381 | 30.8632 | 14.6644 | 10.5396 | 14.2084 | 31.054 | 14.5539 | 10.4602 | 13.5994 | 31.1003 | 14.4599 | 10.3926 | 13.4998 | 31.2122 | 14.4008 | 10.3501 | 13.3176 | 31.2987 | 14.3365 | 10.3039 | 13.1235 | 31.3357 | 14.2692 | 10.2555 | 12.9483 | 31.3678 | 14.204 | 10.2087 | 12.6673 | 31.4407 | 14.1511 | 10.1707 | 12.2673 | 31.5487 | 14.0766 | 10.1172 | 11.8021 | 31.5823 | 14.0628 | 10.1072 | 11.5562 | 31.7026 | 13.962 | 10.0348 | 10.7013 | 31.6125 | 14.0462 | 10.0953 | 11.3383 | 31.8274 | 13.931 | 10.0125 | 9.8553 | 31.9117 | 14.1554 | 10.1738 | 9.3706 | 31.9466 | 14.0926 | 10.1286 | 9.0739 | 30.8796 | 14.6644 | 10.5396 | 14.2084 | 31.0634 | 14.5309 | 10.4437 | 13.4956 | 31.2664 | 14.4139 | 10.3596 | 13.1241 | 31.4187 | 14.3648 | 10.3243 | 12.7684 | 31.5607 | 14.2914 | 10.2715 | 12.4325 | 31.6932 | 14.2258 | 10.2243 | 12.1301 | 31.8341 | 14.1306 | 10.1559 | 11.8371 | 31.9842 | 14.0579 | 10.1037 | 11.5476 | 32.1499 | 13.9398 | 10.0188 | 11.2093 | 32.2548 | 13.7913 | 9.9121 | 10.8631 | 32.6056 | 13.2007 | 9.4876 | 9.6525 | 32.3523 | 13.6675 | 9.8231 | 10.548 | 32.9037 | 12.7138 | 9.1377 | 8.5356 | 33.0722 | 13.4006 | 9.6313 | 7.9214 | 33.1424 | 13.6044 | 9.7777 | 7.7044 | 30.8873 | 14.6644 | 10.5396 | 14.2084 | 31.0793 | 14.4992 | 10.4209 | 13.3092 | 31.2718 | 14.377 | 10.333 | 12.8949 | 31.4352 | 14.3288 | 10.2984 | 12.5321 | 31.5888 | 14.725 | 10.5832 | 12.1785 | 31.7423 | 14.5804 | 10.4792 | 11.85 | 31.9095 | 14.4 | 10.3496 | 11.5411 | 32.0851 | 14.2428 | 10.2365 | 11.207 | 32.297 | 14.0547 | 10.1014 | 10.8598 | 32.4367 | 13.846 | 9.9514 | 10.5378 | 32.9357 | 13.0934 | 9.4105 | 9.0255 | 32.5657 | 13.6621 | 9.8192 | 10.2776 | 33.4184 | 12.173 | 8.749 | 5.2608 | 33.6324 | 11.5798 | 8.3226 | 2.3794 | 33.6881 | 11.0865 | 7.9681 | 0.37639 | 30.8873 | 14.6644 | 10.5396 | 14.2084 | 31.0623 | 14.4965 | 10.4189 | 13.2677 | 31.2289 | 14.4549 | 10.389 | 12.8763 | 31.3688 | 14.444 | 10.3812 | 12.5486 | 31.4968 | 14.4121 | 10.3583 | 12.2356 | 31.6279 | 14.3014 | 10.2787 | 11.9633 | 31.774 | 14.1257 | 10.1525 | 11.6605 | 31.9345 | 13.9014 | 9.9912 | 11.3092 | 32.152 | 13.5658 | 9.75 | 10.5199 | 32.3234 | 13.3036 | 9.5615 | 9.6619 | 32.9071 | 13.1155 | 9.4264 | 6.2101 | 32.4848 | 13.0623 | 9.3881 | 8.7856 | 33.3569 | 11.9313 | 8.5753 | 2.7046 | 33.5001 | 11.7694 | 8.4589 | 0.68211 | 33.434 | 11.5836 | 8.3254 | 1.0112
PADIHAM | PADIHAM | PADIHAM | 378428 | 433238 | 16.2352 | 2.673 | 1.9211 | 16.2352 | 12.5406 | 2.0647 | 1.484 | 12.5406 | 10.7616 | 1.7718 | 1.2734 | 10.7616 | 9.01 | 1.4834 | 1.0662 | 9.01 | 7.1134 | 1.1712 | 0.84174 | 7.1134 | 5.8239 | 0.95886 | 0.68915 | 5.8239 | 4.426 | 0.7287 | 0.52373 | 4.426 | 2.7175 | 0.44741 | 0.32157 | 2.7175 | 1.3565 | 0.22333 | 0.16051 | 1.3565 | 2.6844 | 0.44197 | 0.31765 | 2.6844 | 2.6844 | 0.44197 | 0.31765 | 2.6844 | 2.6844 | 0.44197 | 0.31765 | 2.6844 | 2.6844 | 0.44197 | 0.31765 | 2.6844 | 2.6844 | 0.44197 | 0.31765 | 2.6844 | 2.6844 | 0.44197 | 0.31765 | 2.6844 | 16.2352 | 2.673 | 1.9211 | 16.2352 | 15.436 | 2.5414 | 1.8266 | 15.436 | 15.269 | 2.5139 | 1.8068 | 15.269 | 14.7761 | 2.4328 | 1.7485 | 14.7761 | 14.3506 | 2.3627 | 1.6981 | 14.3506 | 14.1439 | 2.3287 | 1.6737 | 14.1439 | 13.7174 | 2.2585 | 1.6232 | 13.7174 | 13.2085 | 2.1747 | 1.563 | 13.2085 | 12.3747 | 2.0374 | 1.4643 | 12.3747 | 11.7158 | 1.9289 | 1.3863 | 11.7158 | 9.5024 | 1.5645 | 1.1244 | 9.5024 | 11.1851 | 1.8415 | 1.3235 | 11.1851 | 6.7222 | 1.1068 | 0.79545 | 6.7222 | 6.9113 | 1.1379 | 0.81782 | 6.9113 | 10.2473 | 1.6871 | 1.2126 | 10.2473 | 16.2352 | 2.673 | 1.9211 | 16.2352 | 14.9828 | 2.4668 | 1.7729 | 14.9828 | 13.7357 | 2.2615 | 1.6254 | 13.7357 | 12.2647 | 2.0193 | 1.4513 | 12.2647 | 10.5013 | 1.729 | 1.2426 | 10.5013 | 9.1389 | 1.5046 | 1.0814 | 9.1389 | 7.8775 | 1.297 | 0.93216 | 7.8775 | 6.2973 | 1.0368 | 0.74517 | 6.2973 | 4.9621 | 0.81697 | 0.58717 | 4.9621 | 3.4433 | 0.5669 | 0.40745 | 3.4433 | 1.5663 | 0.25788 | 0.18535 | 1.5663 | 2.4547 | 0.40415 | 0.29047 | 2.4547 | 2.6844 | 0.44197 | 0.31765 | 2.6844 | 1.9953 | 0.32851 | 0.23611 | 1.9953 | 0.73741 | 0.12141 | 0.087259 | 0.73741 | 16.2352 | 2.673 | 1.9211 | 16.2352 | 11.1886 | 1.8421 | 1.324 | 11.1886 | 9.2241 | 1.5187 | 1.0915 | 9.2241 | 7.1962 | 1.1848 | 0.85154 | 7.1962 | 2.7276 | 0.44908 | 0.32276 | 2.7276 | 1.9582 | 0.3224 | 0.23172 | 1.9582 | 0.60089 | 0.098931 | 0.071104 | 0.60089 | 2.6844 | 0.44197 | 0.31765 | 2.6844 | 2.6844 | 0.44197 | 0.31765 | 2.6844 | 2.6844 | 0.44197 | 0.31765 | 2.6844 | 2.6844 | 0.44197 | 0.31765 | 2.6844 | 2.6844 | 0.44197 | 0.31765 | 2.6844 | 2.6844 | 0.44197 | 0.31765 | 2.6844 | 2.6844 | 0.44197 | 0.31765 | 2.6844 | 2.6844 | 0.44197 | 0.31765 | 2.6844 | 16.2352 | 2.673 | 1.9211 | 16.2352 | 10.7135 | 1.7639 | 1.2677 | 10.7135 | 8.7317 | 1.4376 | 1.0332 | 8.7317 | 6.5959 | 1.086 | 0.7805 | 6.5959 | 4.5872 | 0.75525 | 0.54282 | 4.5872 | 2.884 | 0.47483 | 0.34127 | 2.884 | 0.8607 | 0.14171 | 0.10185 | 0.8607 | 2.6844 | 0.44197 | 0.31765 | 2.6844 | 2.6844 | 0.44197 | 0.31765 | 2.6844 | 2.6844 | 0.44197 | 0.31765 | 2.6844 | 2.6844 | 0.44197 | 0.31765 | 2.6844 | 2.6844 | 0.44197 | 0.31765 | 2.6844 | 2.6844 | 0.44197 | 0.31765 | 2.6844 | 2.6844 | 0.44197 | 0.31765 | 2.6844 | 2.6844 | 0.44197 | 0.31765 | 2.6844
PEEL ST | PADIHAM | PADIHAM | 374463 | 441514 | 19.7598 | 19.7598 | 19.7598 | 11.2743 | 19.867 | 19.867 | 19.867 | 10.3436 | 19.9845 | 19.9845 | 19.9845 | 9.9204 | 20.126 | 20.126 | 20.126 | 9.5699 | 20.2605 | 20.2605 | 20.2605 | 9.2425 | 20.4049 | 20.4049 | 20.4049 | 8.9164 | 20.5678 | 20.5678 | 20.5678 | 8.5691 | 23.5866 | 23.5866 | 21.2459 | 5.3634 | 23.7639 | 23.7639 | 21.0919 | 5.0609 | 23.9068 | 23.9068 | 21.0669 | 4.714 | 25.9957 | 25.9957 | 20.552 | 1.3914 | 24.0518 | 24.0518 | 21.0148 | 4.3751 | 34.4234 | 26.228 | 18.8506 | -9.6749 | 34.978 | 25.5512 | 18.3641 | -12.2326 | 35.52 | 24.6702 | 17.731 | -14.1437 | 19.7399 | 19.7399 | 19.7399 | 11.2743 | 19.8564 | 19.8564 | 19.8564 | 10.8581 | 19.9109 | 19.9109 | 19.9109 | 10.7259 | 19.9694 | 19.9694 | 19.9694 | 10.5174 | 20.0269 | 20.0269 | 20.0269 | 10.2649 | 20.0873 | 20.0873 | 20.0873 | 9.9667 | 20.1707 | 20.1707 | 20.1707 | 9.5817 | 20.2735 | 20.2735 | 20.2735 | 9.0972 | 20.3897 | 20.3897 | 20.3897 | 8.5846 | 20.4633 | 20.4633 | 20.4633 | 8.2359 | 20.7945 | 20.7945 | 20.7945 | 6.9267 | 20.5404 | 20.5404 | 20.5404 | 7.8949 | 21.2053 | 21.2053 | 21.2053 | 5.7329 | 21.6038 | 21.6038 | 21.0968 | 5.0312 | 21.9576 | 21.9576 | 20.9644 | 4.5443 | 19.7598 | 19.7598 | 19.7598 | 11.2743 | 19.8678 | 19.8678 | 19.8678 | 10.7873 | 19.9858 | 19.9858 | 19.9858 | 10.4631 | 20.1276 | 20.1276 | 20.1276 | 10.1226 | 20.266 | 20.266 | 20.266 | 9.806 | 20.4124 | 20.4124 | 20.4124 | 9.4979 | 20.577 | 20.577 | 20.577 | 9.1856 | 23.592 | 23.592 | 21.3363 | 6.0094 | 23.7698 | 23.7698 | 21.2137 | 5.7095 | 23.9092 | 23.9092 | 21.1366 | 5.4273 | 25.9502 | 25.9502 | 20.7182 | 2.6228 | 24.0468 | 24.0468 | 21.1109 | 5.0877 | 34.1858 | 26.8784 | 19.318 | -6.377 | 34.644 | 26.4696 | 19.0243 | -7.1618 | 35.0031 | 25.9427 | 18.6455 | -7.6553 | 19.767 | 19.767 | 19.767 | 11.2743 | 19.8778 | 19.8778 | 19.8778 | 10.0927 | 20.0128 | 20.0128 | 20.0128 | 9.6312 | 20.1829 | 20.1829 | 20.1829 | 9.2762 | 20.3553 | 20.3553 | 20.3553 | 8.9352 | 20.5629 | 20.5629 | 20.5629 | 8.6059 | 20.8266 | 20.8266 | 20.8266 | 8.2516 | 23.8463 | 23.8463 | 20.726 | 5.1492 | 24.1307 | 24.1307 | 20.6413 | 4.8315 | 24.3711 | 24.3711 | 20.4618 | 4.522 | 33.1401 | 26.3581 | 18.9441 | -4.7893 | 24.6158 | 24.6158 | 20.2496 | 4.2351 | 35.548 | 25.4509 | 18.2921 | -9.2728 | 36.21 | 24.9228 | 17.9125 | -11.5042 | 36.5312 | 24.3885 | 17.5285 | -13.0845 | 19.767 | 19.767 | 19.767 | 11.2743 | 19.8657 | 19.8657 | 19.8657 | 9.988 | 19.9872 | 19.9872 | 19.9872 | 9.5309 | 20.1539 | 20.1539 | 20.1539 | 9.2062 | 20.3937 | 20.3937 | 20.3937 | 8.8567 | 20.6163 | 20.6163 | 20.6163 | 8.5563 | 20.8756 | 20.8756 | 20.8756 | 8.2561 | 22.6858 | 22.6858 | 21.2211 | 6.4078 | 23.07 | 23.07 | 21.1178 | 5.8663 | 23.4058 | 23.4058 | 20.9701 | 5.1283 | 34.8246 | 26.2662 | 18.878 | -8.2371 | 32.6739 | 27.3301 | 19.6427 | -4.6819 | 35.757 | 25.2449 | 18.144 | -11.1586 | 36.28 | 24.5782 | 17.6648 | -12.9061 | 36.4219 | 24.5442 | 17.6404 | -12.8265
PENDLETON | FREDERICK RD | KEARSLEY | 381161 | 398842 | 31.2794 | 9.7204 | 7.0909 | 13.6939 | 31.344 | 9.5304 | 6.9523 | 13.166 | 31.4457 | 9.3115 | 6.7926 | 12.3495 | 31.5845 | 9.1512 | 6.6757 | 11.9206 | 31.7109 | 8.9636 | 6.5388 | 11.3246 | 31.8361 | 8.8329 | 6.4435 | 10.8045 | 31.9695 | 8.6818 | 6.3332 | 10.2559 | 32.1145 | 8.4152 | 6.1388 | 9.4403 | 32.2692 | 8.3035 | 6.0573 | 8.6639 | 32.3884 | 8.1871 | 5.9723 | 8.0643 | 32.8886 | 7.7502 | 5.6537 | 6.4228 | 32.5107 | 8.0953 | 5.9054 | 7.7092 | 33.56 | 7.0398 | 5.1354 | 3.6203 | 34.0995 | 6.4225 | 4.6851 | 1.2336 | 34.5937 | 5.8519 | 4.2689 | -0.49831 | 31.2758 | 9.7204 | 7.0909 | 13.6939 | 31.3727 | 9.6577 | 7.0452 | 13.5797 | 31.4188 | 9.5351 | 6.9557 | 13.1852 | 31.507 | 9.4712 | 6.9091 | 13.076 | 31.5586 | 9.3815 | 6.8437 | 12.828 | 31.5825 | 9.3117 | 6.7927 | 12.6937 | 31.6373 | 9.2232 | 6.7282 | 12.3305 | 31.724 | 9.1136 | 6.6482 | 11.8022 | 31.8367 | 8.9691 | 6.5428 | 11.0604 | 31.8972 | 8.8752 | 6.4744 | 10.5749 | 32.1719 | 8.6427 | 6.3048 | 9.7781 | 31.9609 | 8.8369 | 6.4464 | 10.4483 | 32.5297 | 8.4388 | 6.156 | 9.0058 | 32.8854 | 8.3644 | 6.1017 | 8.3173 | 33.2107 | 8.2803 | 6.0404 | 7.6419 | 31.2794 | 9.7204 | 7.0909 | 13.6939 | 31.3446 | 9.613 | 7.0126 | 13.4809 | 31.4467 | 9.456 | 6.898 | 12.7322 | 31.5858 | 9.3006 | 6.7847 | 12.3226 | 31.7154 | 9.1239 | 6.6557 | 11.7589 | 31.8423 | 8.9734 | 6.546 | 11.2852 | 31.977 | 8.8228 | 6.4361 | 10.7898 | 32.1189 | 8.6044 | 6.2768 | 10.0235 | 32.2741 | 8.428 | 6.1481 | 9.2731 | 32.3903 | 8.3334 | 6.0791 | 8.6795 | 32.8514 | 7.9743 | 5.8172 | 7.3562 | 32.5067 | 8.2437 | 6.0136 | 8.3227 | 33.3656 | 7.5877 | 5.5351 | 6.1238 | 33.8453 | 7.1675 | 5.2286 | 5.1077 | 34.1951 | 6.9538 | 5.0727 | 4.5323 | 31.2809 | 9.7204 | 7.0909 | 13.6939 | 31.3399 | 9.4822 | 6.9172 | 12.9547 | 31.4419 | 9.2606 | 6.7555 | 12.1329 | 31.5863 | 9.1067 | 6.6432 | 11.7255 | 31.7292 | 8.8899 | 6.4851 | 11.1418 | 31.8851 | 8.6531 | 6.3123 | 10.6377 | 32.0561 | 8.5518 | 6.2385 | 10.1087 | 32.2386 | 8.3869 | 6.1182 | 9.3195 | 32.4916 | 8.1828 | 5.9693 | 8.5122 | 32.6626 | 8.045 | 5.8687 | 7.9185 | 33.3808 | 7.4648 | 5.4454 | 6.3034 | 32.8336 | 7.927 | 5.7826 | 7.5701 | 34.2668 | 6.6901 | 4.8803 | 3.6156 | 34.8167 | 5.9825 | 4.3641 | 1.5068 | 35.099 | 5.7102 | 4.1655 | 0.12103 | 31.2809 | 9.7204 | 7.0909 | 13.6939 | 31.3264 | 9.4581 | 6.8996 | 12.8521 | 31.4123 | 9.2554 | 6.7517 | 12.0316 | 31.5446 | 9.1055 | 6.6424 | 11.6437 | 31.7423 | 8.8007 | 6.42 | 11.0207 | 31.8961 | 8.7414 | 6.3767 | 10.5386 | 32.072 | 8.6093 | 6.2803 | 10.0285 | 32.2672 | 8.417 | 6.1401 | 9.2356 | 32.508 | 8.1608 | 5.9532 | 8.1945 | 32.7288 | 7.9131 | 5.7725 | 7.3019 | 33.5759 | 7.0854 | 5.1687 | 4.7236 | 32.9522 | 7.6958 | 5.614 | 6.6357 | 34.4208 | 6.0781 | 4.4339 | 2.1811 | 34.8332 | 5.7622 | 4.2035 | 0.50787 | 34.6398 | 5.6189 | 4.0989 | 0.38923
PETTERIL BANK | CARLISLE | HARKER / HUTTON | 341768 | 553686 | 31.3311 | 11.0248 | 7.9238 | 13.1198 | 31.6289 | 10.7983 | 7.761 | 12.19 | 31.7407 | 10.7035 | 7.6928 | 11.7127 | 31.8886 | 10.5904 | 7.6116 | 11.4706 | 32.0371 | 10.3867 | 7.4651 | 10.9567 | 32.2033 | 10.1771 | 7.3145 | 10.3941 | 32.3971 | 9.9898 | 7.1799 | 10.0628 | 32.6217 | 9.8148 | 7.0541 | 9.5256 | 32.8748 | 9.6573 | 6.9409 | 9.0995 | 33.071 | 9.4983 | 6.8266 | 8.6187 | 33.9008 | 8.7602 | 6.2961 | 5.9491 | 33.2733 | 9.38 | 6.7416 | 8.2653 | 35.0036 | 7.358 | 5.2883 | -0.17709 | 35.7973 | 6.2595 | 4.4988 | -5.0131 | 32.7301 | 5.3888 | 3.873 | -8.7177 | 31.3224 | 11.0248 | 7.9238 | 13.1198 | 31.6282 | 10.853 | 7.8003 | 12.2801 | 31.6489 | 10.8409 | 7.7916 | 12.107 | 31.7146 | 10.8243 | 7.7796 | 12.0734 | 31.7749 | 10.7303 | 7.7121 | 11.7667 | 31.8282 | 10.6283 | 7.6387 | 11.4577 | 31.9192 | 10.5421 | 7.5768 | 11.2775 | 32.0512 | 10.4125 | 7.4836 | 10.7394 | 32.2195 | 10.2951 | 7.3993 | 10.2608 | 32.295 | 10.1988 | 7.3301 | 9.8958 | 32.6744 | 9.8585 | 7.0855 | 8.6004 | 32.3777 | 10.1238 | 7.2762 | 9.6201 | 33.1872 | 9.4039 | 6.7588 | 7.1888 | 33.7112 | 9.0932 | 6.5355 | 6.1965 | 34.1703 | 8.8759 | 6.3793 | 5.5459 | 31.3311 | 11.0248 | 7.9238 | 13.1198 | 31.6313 | 10.859 | 7.8046 | 12.3468 | 31.7434 | 10.7953 | 7.7588 | 11.9563 | 31.8919 | 10.6911 | 7.6839 | 11.7732 | 32.0466 | 10.5035 | 7.5491 | 11.3553 | 32.2161 | 10.325 | 7.4208 | 10.9592 | 32.4113 | 10.1677 | 7.3077 | 10.8111 | 32.6289 | 10.0194 | 7.2011 | 10.4249 | 32.882 | 9.8731 | 7.096 | 10.0697 | 33.0716 | 9.7164 | 6.9834 | 9.619 | 33.8217 | 9.1679 | 6.5891 | 8.0387 | 33.2613 | 9.5976 | 6.898 | 9.2607 | 34.6041 | 8.5857 | 6.1707 | 6.4783 | 35.2272 | 8.1635 | 5.8673 | 5.4468 | 35.695 | 7.9163 | 5.6896 | 5.0081 | 31.3347 | 11.0248 | 7.9238 | 13.1198 | 31.638 | 10.7747 | 7.744 | 12.1717 | 31.7582 | 10.669 | 7.668 | 11.7274 | 31.9338 | 10.5114 | 7.5547 | 11.518 | 32.1369 | 10.2565 | 7.3715 | 11.0407 | 32.3898 | 9.9873 | 7.178 | 10.5327 | 32.6845 | 9.7764 | 7.0265 | 10.2812 | 33.0104 | 9.5148 | 6.8385 | 9.851 | 33.3736 | 9.3553 | 6.7239 | 9.5003 | 33.6784 | 9.1643 | 6.5865 | 9.042 | 35.0884 | 8.1526 | 5.8594 | 6.1925 | 33.9926 | 8.9809 | 6.4548 | 8.6705 | 36.9469 | 6.5886 | 4.7354 | 0.065318 | 32.3738 | 5.3301 | 3.8309 | -4.6978 | 26.6341 | 4.3851 | 3.1517 | -7.9574 | 31.3347 | 11.0248 | 7.9238 | 13.1198 | 31.6226 | 10.7793 | 7.7473 | 12.1984 | 31.7216 | 10.6916 | 7.6843 | 11.7959 | 31.8893 | 10.5327 | 7.5701 | 11.5982 | 32.1122 | 10.2918 | 7.3969 | 11.1242 | 32.3867 | 10.0203 | 7.2018 | 10.6496 | 32.7196 | 9.8026 | 7.0453 | 10.4151 | 33.1067 | 9.5706 | 6.8786 | 9.8507 | 33.5285 | 9.2071 | 6.6173 | 8.585 | 33.9754 | 8.8815 | 6.3833 | 7.1609 | 35.7435 | 7.5507 | 5.4269 | 1.7389 | 34.4253 | 8.5626 | 6.1541 | 5.8396 | 36.533 | 6.0149 | 4.323 | -3.9921 | 31.1444 | 5.1277 | 3.6854 | -7.3004 | 29.5775 | 4.8697 | 3.5 | -6.9162
PHILLIPS LANE | NELSON | PADIHAM | 387571 | 439522 | 19.2085 | 19.2085 | 19.2085 | 12.6852 | 19.2946 | 19.2946 | 19.1232 | 11.7637 | 19.3332 | 19.3332 | 17.2297 | 11.493 | 19.3818 | 19.3818 | 15.3409 | 11.3464 | 19.4341 | 18.4436 | 13.4543 | 11.1939 | 19.4924 | 18.3734 | 13.4031 | 11.0388 | 19.5584 | 18.2182 | 13.2899 | 10.8696 | 19.6322 | 18.2479 | 13.3116 | 10.7156 | 19.7145 | 18.2199 | 13.2912 | 10.5573 | 19.7679 | 18.1935 | 13.2719 | 10.4168 | 19.9604 | 18.3013 | 13.3506 | 9.6337 | 19.8193 | 18.2305 | 13.2989 | 10.2976 | 20.157 | 20.157 | 14.8254 | 7.5552 | 20.2815 | 20.2815 | 17.656 | 5.8872 | 20.3869 | 20.3869 | 18.0601 | 4.7293 | 19.2065 | 19.2065 | 19.2065 | 12.6852 | 19.3093 | 19.3093 | 19.1617 | 12.1281 | 19.3444 | 19.3444 | 18.0258 | 12.0468 | 19.391 | 19.391 | 16.9047 | 12.0001 | 19.4327 | 19.4327 | 15.7787 | 11.9509 | 19.4665 | 19.4665 | 14.6468 | 11.9103 | 19.5126 | 18.5084 | 13.5016 | 11.7716 | 19.5721 | 18.4891 | 13.4875 | 11.589 | 19.641 | 18.4475 | 13.4572 | 11.3752 | 19.6687 | 18.4201 | 13.4372 | 11.2625 | 19.7782 | 18.5399 | 13.5246 | 10.8629 | 19.6956 | 18.4591 | 13.4656 | 11.1623 | 19.9023 | 19.9023 | 14.6358 | 10.4603 | 20.0087 | 20.0087 | 16.6633 | 10.2435 | 20.0962 | 20.0962 | 17.232 | 10.096 | 19.2085 | 19.2085 | 19.2085 | 12.6852 | 19.2948 | 19.2948 | 19.129 | 11.8066 | 19.3334 | 19.3334 | 17.9853 | 11.555 | 19.3821 | 19.3821 | 16.8418 | 11.422 | 19.435 | 19.435 | 15.7032 | 11.2887 | 19.4937 | 19.4937 | 14.5241 | 11.1647 | 19.56 | 18.272 | 13.3292 | 11.0319 | 19.6332 | 18.2499 | 13.313 | 10.9049 | 19.7155 | 18.2695 | 13.3274 | 10.76 | 19.7683 | 18.233 | 13.3007 | 10.6241 | 19.953 | 18.4089 | 13.4291 | 10.1674 | 19.8184 | 18.2898 | 13.3422 | 10.5026 | 20.1179 | 20.1179 | 15.1453 | 9.7602 | 20.2266 | 20.2266 | 18.1646 | 9.5408 | 20.3008 | 20.3008 | 18.6596 | 9.4558 | 19.2093 | 19.2093 | 19.2093 | 12.6852 | 19.2961 | 19.2961 | 19.0933 | 11.4796 | 19.3385 | 19.3385 | 17.9248 | 11.1604 | 19.3956 | 19.3956 | 16.7817 | 11.0157 | 19.4621 | 19.4621 | 15.6032 | 10.8604 | 19.5388 | 19.5388 | 14.4551 | 10.7072 | 19.624 | 18.1763 | 13.2594 | 10.544 | 19.7128 | 18.0713 | 13.1828 | 10.4021 | 19.8236 | 17.9329 | 13.0818 | 10.243 | 19.8996 | 17.8177 | 12.9978 | 10.0966 | 20.1979 | 17.7424 | 12.9428 | 9.2922 | 19.9721 | 17.7753 | 12.9668 | 9.9744 | 20.5381 | 19.809 | 14.4504 | 7.4128 | 20.7416 | 20.7416 | 17.378 | 5.8403 | 20.8525 | 20.8525 | 17.8346 | 4.7894 | 19.2093 | 19.2093 | 19.2093 | 12.6852 | 19.2843 | 19.2843 | 19.08 | 11.3528 | 19.3133 | 19.3133 | 19.0338 | 11.0262 | 19.3581 | 19.3581 | 18.9881 | 10.8984 | 19.4148 | 19.4148 | 18.934 | 10.7607 | 19.4813 | 19.4813 | 18.9018 | 10.6296 | 19.554 | 19.554 | 18.8762 | 10.4872 | 19.6381 | 19.6381 | 18.8135 | 10.3178 | 19.7593 | 19.7593 | 18.7421 | 9.8955 | 19.8582 | 19.8582 | 18.6497 | 9.4688 | 20.2161 | 20.2161 | 18.6032 | 7.7331 | 19.9538 | 19.9538 | 18.5845 | 9.0177 | 20.5401 | 20.5401 | 18.098 | 5.7504 | 20.6903 | 20.6903 | 17.8604 | 4.704 | 20.7152 | 20.7152 | 17.8452 | 4.9431
PICCADILLY | BLOOM ST | SOUTH MANCHESTER | 384427 | 398261 | 30.3082 | 8.6712 | 6.3255 | 17.5472 | 30.2569 | 8.4619 | 6.1728 | 16.815 | 30.3045 | 8.2797 | 6.0399 | 16.5475 | 30.3846 | 8.0916 | 5.9027 | 16.2793 | 30.4501 | 7.9134 | 5.7727 | 16.016 | 30.5042 | 7.8214 | 5.7056 | 15.8021 | 30.5591 | 7.7605 | 5.6612 | 15.6877 | 30.6142 | 7.6944 | 5.613 | 15.5286 | 30.6701 | 7.6267 | 5.5635 | 15.3924 | 30.7028 | 7.5811 | 5.5303 | 15.2666 | 30.8125 | 7.3819 | 5.385 | 14.7087 | 30.7337 | 7.5521 | 5.5092 | 15.1393 | 30.9039 | 7.1613 | 5.2241 | 13.8391 | 30.9521 | 8.1622 | 5.9542 | 13.1453 | 30.9723 | 8.2274 | 6.0018 | 12.6171 | 30.3079 | 8.6712 | 6.3255 | 17.5472 | 30.2887 | 8.6265 | 6.2929 | 17.5103 | 30.2882 | 8.5456 | 6.2339 | 17.6037 | 30.3073 | 8.4639 | 6.1743 | 17.5886 | 30.3002 | 8.3712 | 6.1067 | 17.592 | 30.2755 | 8.3031 | 6.057 | 17.6655 | 30.2779 | 8.2618 | 6.0269 | 17.7287 | 30.3064 | 8.2296 | 6.0033 | 17.6628 | 30.359 | 8.1843 | 5.9703 | 17.5348 | 30.3694 | 8.1698 | 5.9598 | 17.5039 | 30.4007 | 8.1015 | 5.9099 | 17.3839 | 30.3791 | 8.1503 | 5.9455 | 17.4684 | 30.4165 | 8.0988 | 5.908 | 17.3266 | 30.4073 | 8.9067 | 6.4973 | 17.3602 | 30.3852 | 9.6914 | 7.0697 | 17.4139 | 30.3082 | 8.6712 | 6.3255 | 17.5472 | 30.2569 | 8.5757 | 6.2559 | 17.2822 | 30.3045 | 8.4381 | 6.1555 | 17.074 | 30.3846 | 8.2851 | 6.0439 | 16.8127 | 30.4501 | 8.1074 | 5.9142 | 16.557 | 30.5042 | 7.968 | 5.8126 | 16.3506 | 30.5591 | 7.8882 | 5.7543 | 16.2393 | 30.6142 | 7.8201 | 5.7047 | 16.0858 | 30.6701 | 7.7553 | 5.6574 | 15.9499 | 30.7028 | 7.7063 | 5.6216 | 15.8241 | 30.8125 | 7.5374 | 5.4985 | 15.3612 | 30.7337 | 7.6754 | 5.5991 | 15.6967 | 30.9039 | 7.4376 | 5.4256 | 14.9651 | 30.9521 | 8.483 | 6.1882 | 14.7429 | 30.9723 | 8.7951 | 6.4159 | 14.6074 | 30.3083 | 8.6712 | 6.3255 | 17.5472 | 30.2513 | 8.4035 | 6.1302 | 16.4322 | 30.2929 | 8.2391 | 6.0103 | 16.1421 | 30.3668 | 8.0687 | 5.886 | 15.9002 | 30.4263 | 7.8878 | 5.754 | 15.6617 | 30.4743 | 7.7453 | 5.6501 | 15.4748 | 30.5242 | 7.6357 | 5.5701 | 15.39 | 30.5742 | 7.6062 | 5.5486 | 15.2611 | 30.6246 | 7.548 | 5.5061 | 15.154 | 30.6502 | 7.4874 | 5.462 | 15.0592 | 30.7271 | 7.2168 | 5.2645 | 14.6405 | 30.6736 | 7.4228 | 5.4148 | 14.9643 | 30.7708 | 6.9862 | 5.0964 | 13.9825 | 30.7668 | 8.1345 | 5.934 | 13.5179 | 30.7325 | 8.1883 | 5.9733 | 13.2248 | 30.3083 | 8.6712 | 6.3255 | 17.5472 | 30.2402 | 8.3434 | 6.0864 | 16.2391 | 30.2697 | 8.2435 | 6.0136 | 15.9365 | 30.3305 | 8.1097 | 5.9159 | 15.7082 | 30.376 | 7.9723 | 5.8157 | 15.4833 | 30.409 | 7.837 | 5.717 | 15.3112 | 30.443 | 7.7806 | 5.6758 | 15.2434 | 30.4759 | 7.7538 | 5.6563 | 15.1322 | 30.5082 | 7.6681 | 5.5938 | 14.9478 | 30.5336 | 7.6036 | 5.5468 | 14.758 | 30.6102 | 8.1968 | 5.9794 | 14.0521 | 30.557 | 7.586 | 5.5339 | 14.5676 | 30.6528 | 7.7606 | 5.6612 | 13.3902 | 30.6475 | 7.943 | 5.7943 | 13.0159 | 30.6115 | 7.8737 | 5.7438 | 13.0915
PIMBO | SKELMERSDALE | WASHWAY FARM / KIRKBY | 349148 | 404549 | 41.6467 | 6.8568 | 4.9281 | 24.7184 | 40.7514 | 6.7094 | 4.8222 | 24.2851 | 36.8211 | 6.0623 | 4.3571 | 23.9617 | 32.6761 | 5.3799 | 3.8666 | 23.498 | 28.3992 | 4.6757 | 3.3605 | 22.8704 | 24.744 | 4.0739 | 2.928 | 22.5184 | 21.0947 | 3.4731 | 2.4962 | 21.0947 | 20.4175 | 3.3616 | 2.416 | 20.4175 | 19.745 | 3.2509 | 2.3365 | 19.745 | 18.9659 | 3.1226 | 2.2443 | 18.9659 | 15.7762 | 2.5974 | 1.8668 | 15.7762 | 18.4177 | 3.0323 | 2.1794 | 18.4177 | 12.068 | 1.9869 | 1.428 | 12.068 | 20.3714 | 3.354 | 2.4106 | 11.3804 | 25.0715 | 4.1278 | 2.9668 | 8.4915 | 41.6467 | 6.8568 | 4.9281 | 24.7184 | 41.2068 | 6.7844 | 4.8761 | 24.4894 | 38.2332 | 6.2948 | 4.5242 | 24.699 | 34.9178 | 5.749 | 4.1319 | 24.6719 | 31.7151 | 5.2216 | 3.7529 | 24.741 | 28.6368 | 4.7148 | 3.3886 | 24.8893 | 25.4283 | 4.1866 | 3.009 | 24.9049 | 25.0064 | 4.1171 | 2.9591 | 24.7466 | 24.468 | 4.0285 | 2.8953 | 24.468 | 24.0908 | 3.9664 | 2.8507 | 24.0908 | 22.9028 | 3.7708 | 2.7101 | 22.9028 | 23.8095 | 3.9201 | 2.8174 | 23.8095 | 23.5732 | 3.8811 | 2.7895 | 23.2813 | 32.3095 | 5.3195 | 3.8232 | 22.9241 | 38.7806 | 6.3849 | 4.589 | 22.6554 | 41.6467 | 6.8568 | 4.9281 | 24.7184 | 41.1783 | 6.7797 | 4.8727 | 24.5574 | 37.5192 | 6.1773 | 4.4397 | 24.3084 | 33.5425 | 5.5225 | 3.9691 | 23.8943 | 29.437 | 4.8466 | 3.4833 | 23.3304 | 25.6883 | 4.2294 | 3.0397 | 23.0846 | 21.9587 | 3.6153 | 2.5984 | 21.9587 | 21.3982 | 3.523 | 2.5321 | 21.3982 | 20.792 | 3.4232 | 2.4603 | 20.792 | 20.0499 | 3.3011 | 2.3725 | 20.0499 | 17.8131 | 2.9328 | 2.1079 | 17.8131 | 19.5037 | 3.2111 | 2.3079 | 19.5037 | 18.1988 | 2.9963 | 2.1535 | 18.1988 | 30.4597 | 5.015 | 3.6043 | 19.5552 | 38.5889 | 6.3534 | 4.5663 | 19.3114 | 41.6467 | 6.8568 | 4.9281 | 24.7184 | 40.5639 | 6.6785 | 4.8 | 24.2483 | 36.8005 | 6.0589 | 4.3547 | 23.9851 | 32.6912 | 5.3824 | 3.8684 | 23.5894 | 35.5674 | 5.8559 | 4.2088 | 23.0462 | 31.493 | 5.1851 | 3.7266 | 22.7696 | 27.5304 | 4.5327 | 3.2577 | 22.542 | 26.5295 | 4.3679 | 3.1393 | 22.3404 | 25.6089 | 4.2163 | 3.0303 | 22.1268 | 24.525 | 4.0378 | 2.9021 | 21.846 | 20.0683 | 3.3041 | 2.3747 | 20.0357 | 23.7242 | 3.906 | 2.8073 | 21.6167 | 13.7857 | 2.2697 | 1.6313 | 13.7857 | 16.8045 | 2.7667 | 1.9885 | 12.1208 | 19.8927 | 3.2752 | 2.3539 | 9.8578 | 41.6467 | 6.8568 | 4.9281 | 24.7184 | 40.5813 | 6.6814 | 4.8021 | 24.2249 | 39.9675 | 6.5803 | 4.7294 | 23.9837 | 38.9454 | 6.4121 | 4.6085 | 23.5973 | 37.6721 | 6.2024 | 4.4578 | 23.0487 | 36.8103 | 6.0605 | 4.3558 | 22.7801 | 36.0819 | 5.9406 | 4.2696 | 22.5473 | 35.3352 | 5.8177 | 4.1813 | 22.2581 | 34.0512 | 5.6063 | 4.0293 | 21.3409 | 32.7035 | 5.3844 | 3.8699 | 20.3256 | 35.7246 | 5.8818 | 4.2274 | 16.4493 | 31.7534 | 5.2279 | 3.7574 | 19.3503 | 27.9204 | 4.5969 | 3.3039 | 12.2642 | 25.1792 | 4.1456 | 2.9795 | 9.7869 | 24.0303 | 3.9564 | 2.8435 | 10.3076
MORTON PARK & PIRELLI | CARLISLE | HARKER / HUTTON | 339059 | 553548 | 3.3951 | 0.55897 | 0.40175 | 3.3951 | 2.6844 | 0.44197 | 0.31765 | 2.6844 | 2.6844 | 0.44197 | 0.31765 | -0.41677 | 2.6844 | 0.44197 | 0.31765 | -3.6046 | 2.6844 | 0.44197 | 0.31765 | -7.2129 | 2.6844 | 0.44197 | 0.31765 | -10.8619 | 2.6844 | 0.44197 | 0.31765 | -13.415 | 1.8612 | 0.44197 | 0.31765 | -16.2687 | -0.59327 | -0.22518 | -0.184 | -18.9134 | -2.9507 | -1.12 | -0.91513 | -21.3641 | -7.5884 | -2.8803 | -2.3535 | -25.3451 | -3.3634 | -1.2766 | -1.0431 | -21.5976 | -16.0781 | -6.1026 | -4.9865 | -32.8863 | -22.4002 | -8.5023 | -6.9472 | -38.19 | -27.4224 | -10.4085 | -8.5048 | -41.7694 | 3.3951 | 0.55897 | 0.40175 | 3.3951 | 0.54165 | 0.089178 | 0.064094 | 0.54165 | 2.6844 | 0.44197 | 0.31765 | 2.6844 | 2.6844 | 0.44197 | 0.31765 | 2.6844 | 2.6844 | 0.44197 | 0.31765 | 2.6844 | 2.6844 | 0.44197 | 0.31765 | 2.6844 | 2.6844 | 0.44197 | 0.31765 | 2.6844 | 2.6844 | 0.44197 | 0.31765 | 2.6844 | 2.6844 | 0.44197 | 0.31765 | 1.8374 | 2.6844 | 0.44197 | 0.31765 | 0.54258 | 2.6844 | 0.44197 | 0.31765 | -0.59497 | 2.6844 | 0.44197 | 0.31765 | 0.34704 | 2.6844 | 0.44197 | 0.31765 | -1.8231 | 2.6844 | 0.44197 | 0.31765 | -2.5361 | 2.6844 | 0.44197 | 0.31765 | -2.8693 | 3.3951 | 0.55897 | 0.40175 | 3.3951 | 2.6844 | 0.44197 | 0.31765 | 2.6844 | 2.6844 | 0.44197 | 0.31765 | 2.6844 | 2.6844 | 0.44197 | 0.31765 | 2.6844 | 2.6844 | 0.44197 | 0.31765 | 1.7303 | 2.6844 | 0.44197 | 0.31765 | -1.7306 | 2.6844 | 0.44197 | 0.31765 | -4.0962 | 2.6844 | 0.44197 | 0.31765 | -6.83 | 2.6844 | 0.44197 | 0.31765 | -9.3884 | 0.79084 | 0.30017 | 0.24527 | -11.8324 | -2.8142 | -1.0682 | -0.87279 | -14.7307 | 0.35153 | 0.13343 | 0.10902 | -12.1153 | -6.8567 | -2.6025 | -2.1265 | -17.5286 | -9.188 | -3.4874 | -2.8496 | -18.6796 | -10.9367 | -4.1512 | -3.3919 | -18.8097 | 3.3951 | 0.55897 | 0.40175 | 3.3951 | 2.6844 | 0.44197 | 0.31765 | 2.6844 | 2.6844 | 0.44197 | 0.31765 | 2.6844 | 2.6844 | 0.44197 | 0.31765 | 0.068622 | 2.6844 | 0.44197 | 0.31765 | -3.4697 | 2.6844 | 0.44197 | 0.31765 | -7.0173 | 2.231 | 0.44197 | 0.31765 | -9.4389 | -0.58875 | -0.22347 | -0.18259 | -12.1285 | -4.7976 | -1.821 | -1.4879 | -16.4398 | -7.3932 | -2.8062 | -2.2929 | -18.7255 | -15.3582 | -5.8294 | -4.7632 | -25.1191 | -8.0348 | -3.0497 | -2.4919 | -18.8058 | -25.1411 | -9.5426 | -7.7972 | -32.2462 | -31.9426 | -12.1242 | -9.9066 | -36.9535 | -36.7686 | -13.956 | -11.4034 | -40.1141 | 3.3951 | 0.55897 | 0.40175 | 3.3951 | 2.6844 | 0.44197 | 0.31765 | 2.6844 | 2.6844 | 0.44197 | 0.31765 | 2.4575 | 2.6844 | 0.44197 | 0.31765 | -0.68399 | 2.6844 | 0.44197 | 0.31765 | -4.7121 | 0.99115 | 0.3762 | 0.3074 | -12.1533 | -4.0727 | -1.5459 | -1.2631 | -17.5103 | -7.513 | -2.8516 | -2.3301 | -20.9613 | -10.7914 | -4.096 | -3.3468 | -24.1433 | -14.0204 | -5.3216 | -4.3483 | -27.1953 | -19.8428 | -7.5316 | -6.154 | -31.7761 | -15.242 | -5.7853 | -4.7271 | -28.0726 | -27.9744 | -10.618 | -8.6759 | -37.405 | -33.0826 | -12.5569 | -10.2602 | -40.7427 | -33.9576 | -12.889 | -10.5316 | -39.9169
PORTWOOD | VERNON PARK | BREDBURY | 389826 | 390619 | 28.5118 | 9.7023 | 7.0777 | 15.4995 | 28.5509 | 8.9709 | 6.5441 | 12.7536 | 28.6234 | 8.4977 | 6.199 | 11.7994 | 28.7253 | 8.3897 | 6.1202 | 11.4859 | 28.8196 | 8.186 | 5.9716 | 10.8573 | 28.912 | 7.9112 | 5.7711 | 10.1329 | 29.0107 | 7.8012 | 5.6908 | 9.9621 | 29.1159 | 7.6414 | 5.5743 | 9.3652 | 29.2281 | 7.4782 | 5.4552 | 8.8469 | 29.2984 | 7.3068 | 5.3302 | 8.3943 | 29.5487 | 6.7746 | 4.942 | 7.2688 | 29.3655 | 7.1925 | 5.2468 | 8.2319 | 29.7944 | 6.0774 | 4.4334 | 4.8913 | 29.9491 | 6.2072 | 4.5281 | 2.7667 | 30.0388 | 6.4923 | 4.736 | 1.4332 | 28.5095 | 9.7023 | 7.0777 | 15.4995 | 28.5898 | 9.3385 | 6.8123 | 14.8594 | 28.6322 | 9.0718 | 6.6177 | 14.4998 | 28.714 | 8.9189 | 6.5062 | 14.3846 | 28.7918 | 8.8675 | 6.4687 | 14.0363 | 28.8701 | 8.7006 | 6.347 | 13.6119 | 28.9783 | 8.6307 | 6.296 | 13.5359 | 29.081 | 8.499 | 6.1999 | 13.0054 | 29.2093 | 8.3496 | 6.0909 | 12.4224 | 29.2616 | 8.2706 | 6.0333 | 12.1022 | 29.4112 | 8.1273 | 5.9287 | 11.7447 | 29.3129 | 8.2417 | 6.0122 | 12.0469 | 29.5483 | 7.9804 | 5.8216 | 11.3213 | 29.6329 | 8.4235 | 6.1449 | 10.902 | 29.6828 | 8.9411 | 6.5224 | 10.7954 | 28.5118 | 9.7023 | 7.0777 | 15.4995 | 28.5515 | 9.3046 | 6.7876 | 14.6461 | 28.6241 | 8.9096 | 6.4994 | 13.968 | 28.726 | 8.8196 | 6.4338 | 13.6392 | 28.8203 | 8.6319 | 6.2969 | 13.0477 | 28.9127 | 8.3479 | 6.0897 | 12.3856 | 29.0102 | 8.2199 | 5.9963 | 12.2095 | 29.1146 | 8.0695 | 5.8866 | 11.6567 | 29.226 | 7.9149 | 5.7738 | 11.1545 | 29.2954 | 7.7485 | 5.6524 | 10.7058 | 29.5432 | 7.2997 | 5.325 | 9.9081 | 29.3619 | 7.633 | 5.5681 | 10.5314 | 29.7775 | 6.9991 | 5.1057 | 9.0751 | 29.9178 | 7.4901 | 5.4639 | 8.391 | 29.9994 | 8.0599 | 5.8796 | 8.1699 | 28.5123 | 9.7023 | 7.0777 | 15.4995 | 28.5471 | 8.8005 | 6.4198 | 11.7869 | 28.6176 | 8.2934 | 6.0499 | 10.7232 | 28.7208 | 8.2403 | 6.0112 | 10.4447 | 28.8205 | 8.0054 | 5.8398 | 9.8217 | 28.9194 | 7.6881 | 5.6084 | 9.1061 | 29.0244 | 7.5404 | 5.5006 | 8.9806 | 29.1356 | 7.3194 | 5.3394 | 8.4172 | 29.2629 | 7.1562 | 5.2204 | 7.9169 | 29.3426 | 6.9736 | 5.0872 | 7.4771 | 29.6245 | 6.389 | 4.6607 | 6.4601 | 29.4166 | 6.8607 | 5.0048 | 7.3375 | 29.9234 | 5.6277 | 4.1054 | 4.3241 | 30.0909 | 5.7697 | 4.2089 | 2.4773 | 30.1768 | 6.0697 | 4.4278 | 1.4197 | 28.5123 | 9.7023 | 7.0777 | 15.4995 | 28.5286 | 8.7237 | 6.3638 | 11.3177 | 28.5783 | 8.2244 | 5.9996 | 10.2204 | 28.6597 | 8.2138 | 5.9919 | 9.9837 | 28.737 | 7.9699 | 5.8139 | 9.395 | 28.8137 | 7.6682 | 5.5939 | 8.7168 | 28.8965 | 7.5016 | 5.4723 | 8.6286 | 28.9863 | 7.2937 | 5.3206 | 8.0834 | 29.102 | 6.9842 | 5.0949 | 7.2963 | 29.1942 | 6.6921 | 4.8818 | 6.5332 | 29.5027 | 5.8117 | 4.2396 | 4.592 | 29.2808 | 6.4727 | 4.7217 | 6.0687 | 29.7816 | 4.928 | 3.5949 | 2.5531 | 29.9238 | 5.7863 | 4.221 | 1.0806 | 29.9591 | 5.6617 | 4.1302 | 1.2531
POULTON | BISPHAM | PENWORTHAM WEST / STANAH | 335679 | 439130 | 16.5511 | 9.2606 | 6.7554 | 16.3671 | 16.7425 | 8.9466 | 6.5264 | 15.7456 | 16.859 | 8.6606 | 6.3178 | 15.267 | 17.0137 | 8.4008 | 6.1282 | 14.8215 | 17.1712 | 8.4067 | 6.1325 | 14.4177 | 17.3413 | 8.3969 | 6.1254 | 14.0172 | 17.5276 | 8.3526 | 6.0931 | 13.6162 | 17.7369 | 8.291 | 6.0482 | 13.2091 | 17.9964 | 8.2201 | 5.9965 | 12.7911 | 18.1622 | 8.1544 | 5.9485 | 12.4767 | 18.7521 | 8.0281 | 5.8564 | 10.4065 | 18.3168 | 8.1539 | 5.9482 | 12.1759 | 19.4244 | 9.4224 | 6.8735 | 5.8872 | 19.8699 | 12.097 | 8.8246 | 2.0429 | 20.2488 | 12.1373 | 8.854 | -0.77102 | 16.5511 | 9.2606 | 6.7554 | 16.3671 | 16.7513 | 9.0966 | 6.6358 | 16.0859 | 16.7988 | 8.972 | 6.5449 | 15.9151 | 16.888 | 8.7962 | 6.4167 | 15.6142 | 16.981 | 8.6178 | 6.2866 | 15.3265 | 17.0777 | 8.4359 | 6.1539 | 15.0293 | 17.1977 | 8.2954 | 6.0514 | 14.5815 | 17.3165 | 8.213 | 5.9913 | 13.9546 | 17.4583 | 8.1084 | 5.915 | 13.1966 | 17.5268 | 8.0978 | 5.9072 | 12.9955 | 17.8383 | 8.2675 | 6.031 | 12.267 | 17.5988 | 8.1406 | 5.9385 | 12.8041 | 18.2118 | 9.6681 | 7.0527 | 11.6377 | 18.5273 | 12.0388 | 8.7821 | 11.3561 | 18.7801 | 12.6844 | 9.2531 | 11.0264 | 16.5511 | 9.2606 | 6.7554 | 16.3671 | 16.7436 | 9.0767 | 6.6213 | 16.123 | 16.8603 | 8.8572 | 6.4612 | 15.7209 | 17.0153 | 8.5662 | 6.249 | 15.277 | 17.175 | 8.5151 | 6.2117 | 14.8759 | 17.3463 | 8.4631 | 6.1737 | 14.4853 | 17.5326 | 8.4286 | 6.1486 | 14.0989 | 17.7389 | 8.3621 | 6.1 | 13.7056 | 17.998 | 8.305 | 6.0584 | 13.2902 | 18.159 | 8.2433 | 6.0134 | 12.9778 | 18.7158 | 8.3112 | 6.0629 | 11.8634 | 18.3072 | 8.2494 | 6.0178 | 12.6789 | 19.2502 | 10.3216 | 7.5295 | 10.5685 | 19.6154 | 13.6956 | 9.9908 | 9.8533 | 19.862 | 14.2132 | 10.3683 | 9.5276 | 16.5529 | 9.2606 | 6.7554 | 16.3671 | 16.773 | 8.9476 | 6.5271 | 15.5557 | 16.9205 | 8.6868 | 6.3369 | 15.0609 | 17.11 | 8.486 | 6.1904 | 14.6197 | 17.3253 | 8.5061 | 6.2051 | 14.2069 | 17.5842 | 8.4273 | 6.1476 | 13.8087 | 17.8221 | 8.3963 | 6.125 | 13.4262 | 18.0628 | 8.3324 | 6.0784 | 13.0522 | 18.3464 | 8.1991 | 5.9812 | 12.6186 | 18.5633 | 8.1422 | 5.9396 | 12.2648 | 19.5687 | 7.8131 | 5.6995 | 10.4747 | 18.7796 | 8.0754 | 5.8909 | 11.926 | 20.6461 | 8.7419 | 6.3771 | 6.048 | 21.2965 | 11.5323 | 8.4126 | 2.7532 | 21.6773 | 11.6526 | 8.5004 | 0.44772 | 16.5529 | 9.2606 | 6.7554 | 16.3671 | 16.7663 | 8.9516 | 6.5301 | 15.5017 | 16.9166 | 8.7207 | 6.3616 | 15.046 | 17.1198 | 8.467 | 6.1766 | 14.6625 | 17.3213 | 8.4224 | 6.1441 | 14.2988 | 17.5548 | 8.3611 | 6.0993 | 13.953 | 17.8126 | 8.4367 | 6.1545 | 13.6181 | 18.0604 | 8.5105 | 6.2083 | 13.2691 | 18.442 | 8.5648 | 6.2479 | 12.4371 | 18.7738 | 8.712 | 6.3553 | 11.362 | 19.9437 | 14.059 | 10.2558 | 7.2934 | 19.0895 | 9.1022 | 6.6399 | 10.3058 | 20.9983 | 12.6767 | 9.2475 | 3.1412 | 21.5075 | 11.917 | 8.6933 | 0.64996 | 21.548 | 11.7387 | 8.5632 | 0.93181
POYNTON | HAZEL GROVE | BREDBURY | 392096 | 383493 | 23.1992 | 13.6487 | 9.8096 | 12.4705 | 23.301 | 13.5495 | 9.7383 | 11.8473 | 23.3757 | 13.4784 | 9.6872 | 11.534 | 23.4609 | 13.4017 | 9.632 | 11.4753 | 23.5488 | 13.3278 | 9.579 | 11.2255 | 23.6292 | 13.2202 | 9.5016 | 10.9313 | 23.719 | 13.1541 | 9.4541 | 10.8621 | 23.8215 | 13.0589 | 9.3857 | 10.6709 | 23.936 | 12.9752 | 9.3256 | 10.4524 | 24.0168 | 12.8898 | 9.2642 | 10.2556 | 24.3545 | 12.4406 | 8.9413 | 8.8201 | 24.0993 | 12.8124 | 9.2085 | 10.0688 | 24.8181 | 11.4459 | 8.2264 | 5.26 | 25.1716 | 10.5563 | 7.587 | 2.2166 | 25.5264 | 9.9715 | 7.1667 | 0.13641 | 23.1774 | 13.6487 | 9.8096 | 12.4705 | 23.287 | 13.5861 | 9.7646 | 12.0026 | 23.3146 | 13.5681 | 9.7517 | 11.8584 | 23.3636 | 13.548 | 9.7372 | 11.8912 | 23.414 | 13.5168 | 9.7148 | 11.7613 | 23.4675 | 13.4535 | 9.6693 | 11.5789 | 23.5411 | 13.4121 | 9.6395 | 11.5537 | 23.6231 | 13.3533 | 9.5973 | 11.306 | 23.6955 | 13.282 | 9.546 | 11.0063 | 23.7327 | 13.2439 | 9.5187 | 10.8836 | 23.9137 | 13.0815 | 9.4019 | 10.2907 | 23.7723 | 13.2078 | 9.4927 | 10.7414 | 24.1667 | 12.8634 | 9.2452 | 9.6637 | 24.4369 | 12.7434 | 9.1589 | 9.1376 | 24.6735 | 12.6732 | 9.1085 | 8.8958 | 23.1992 | 13.6487 | 9.8096 | 12.4705 | 23.3017 | 13.5963 | 9.7719 | 12.01 | 23.3767 | 13.5566 | 9.7434 | 11.7324 | 23.4621 | 13.5083 | 9.7087 | 11.6886 | 23.5531 | 13.4159 | 9.6423 | 11.4685 | 23.6345 | 13.3187 | 9.5724 | 11.234 | 23.7254 | 13.2508 | 9.5236 | 11.2258 | 23.8253 | 13.1718 | 9.4669 | 11.0571 | 23.9402 | 13.0898 | 9.4079 | 10.8824 | 24.0185 | 13.0084 | 9.3494 | 10.6887 | 24.3228 | 12.6958 | 9.1248 | 9.9348 | 24.0958 | 12.9261 | 9.2902 | 10.4973 | 24.6521 | 12.3046 | 8.8436 | 9.2033 | 24.9382 | 11.9301 | 8.5744 | 8.6322 | 25.1606 | 11.7925 | 8.4755 | 8.4721 | 23.2057 | 13.6487 | 9.8096 | 12.4705 | 23.3102 | 13.5326 | 9.7262 | 11.7697 | 23.3909 | 13.4688 | 9.6803 | 11.4695 | 23.4956 | 13.3916 | 9.6248 | 11.4321 | 23.5904 | 13.2561 | 9.5274 | 11.2144 | 23.7042 | 13.1195 | 9.4293 | 10.9431 | 23.8327 | 12.9787 | 9.3281 | 10.8953 | 23.9735 | 12.8211 | 9.2148 | 10.6066 | 24.1477 | 12.6576 | 9.0973 | 10.4669 | 24.2857 | 12.4111 | 8.9201 | 10.281 | 24.9184 | 11.733 | 8.4327 | 9.0353 | 24.4287 | 12.2129 | 8.7776 | 10.1337 | 25.7391 | 10.7388 | 7.7182 | 5.5165 | 26.2512 | 9.9231 | 7.1319 | 2.5683 | 26.5022 | 9.3884 | 6.7476 | 0.7426 | 23.2057 | 13.6487 | 9.8096 | 12.4705 | 23.2994 | 13.5291 | 9.7236 | 11.7522 | 23.3657 | 13.4896 | 9.6952 | 11.4844 | 23.456 | 13.4175 | 9.6434 | 11.4658 | 23.5509 | 13.2823 | 9.5463 | 11.2458 | 23.6656 | 13.0975 | 9.4135 | 10.9694 | 23.8016 | 12.9872 | 9.3341 | 10.9357 | 23.9619 | 12.8767 | 9.2547 | 10.5737 | 24.1826 | 12.6602 | 9.0992 | 9.9711 | 24.3767 | 12.43 | 8.9337 | 9.2802 | 25.1429 | 11.4016 | 8.1946 | 6.2444 | 24.572 | 12.1916 | 8.7623 | 8.5227 | 25.9254 | 10.2075 | 7.3363 | 2.9429 | 26.2866 | 9.7041 | 6.9745 | 0.87359 | 26.3449 | 9.6125 | 6.9087 | 1.2562
PREESALL | THORNTON | PENWORTHAM WEST / STANAH | 336965 | 446547 | 30.1373 | 15.1042 | 10.8557 | 18.0016 | 30.2827 | 14.9028 | 10.7109 | 17.0306 | 30.3777 | 14.7446 | 10.5972 | 16.4092 | 30.4973 | 14.5178 | 10.4342 | 16.0239 | 30.6248 | 14.1953 | 10.2025 | 15.4365 | 30.7663 | 13.8421 | 9.9486 | 14.8456 | 30.9157 | 13.8391 | 9.9464 | 14.2279 | 31.0674 | 13.8407 | 9.9476 | 13.654 | 31.2409 | 13.7931 | 9.9134 | 13.0806 | 31.3663 | 13.7715 | 9.8979 | 12.6008 | 31.8004 | 13.386 | 9.6208 | 10.3964 | 31.4843 | 13.7264 | 9.8654 | 12.1708 | 32.1742 | 12.4262 | 8.931 | 6.674 | 32.3627 | 11.8862 | 8.5428 | 4.4285 | 32.4449 | 11.2995 | 8.1212 | 2.2987 | 30.1227 | 15.1042 | 10.8557 | 18.0016 | 30.2732 | 14.972 | 10.7607 | 17.2629 | 30.3116 | 14.9117 | 10.7173 | 16.9811 | 30.3704 | 14.8075 | 10.6424 | 16.8409 | 30.4247 | 14.6456 | 10.5261 | 16.5207 | 30.4799 | 14.5134 | 10.4311 | 16.239 | 30.5566 | 14.3414 | 10.3074 | 15.8778 | 30.6566 | 14.1623 | 10.1788 | 15.3867 | 30.7701 | 13.9702 | 10.0406 | 14.8786 | 30.8311 | 13.8071 | 9.9235 | 14.562 | 31.0749 | 13.775 | 9.9003 | 13.2713 | 30.8896 | 13.7892 | 9.9106 | 14.2387 | 31.3511 | 13.7181 | 9.8595 | 11.8174 | 31.537 | 13.8372 | 9.9451 | 10.9126 | 31.6636 | 13.9137 | 10.0001 | 10.2249 | 30.1373 | 15.1042 | 10.8557 | 18.0016 | 30.2833 | 14.9521 | 10.7463 | 17.2445 | 30.3784 | 14.8204 | 10.6517 | 16.7249 | 30.498 | 14.5958 | 10.4903 | 16.4338 | 30.6255 | 14.304 | 10.2806 | 15.9988 | 30.7668 | 13.9936 | 10.0575 | 15.6281 | 30.9153 | 14.0702 | 10.1125 | 15.2655 | 31.0667 | 14.1072 | 10.1391 | 14.901 | 31.2397 | 14.0642 | 10.1082 | 14.3908 | 31.3647 | 14.0443 | 10.0939 | 13.8871 | 31.7974 | 13.7176 | 9.8591 | 11.9745 | 31.4823 | 13.9722 | 10.0421 | 13.3801 | 32.1651 | 13.2178 | 9.4999 | 10.2546 | 32.3458 | 12.9434 | 9.3027 | 9.4262 | 32.4237 | 12.7156 | 9.139 | 9.2396 | 30.1404 | 15.1042 | 10.8557 | 18.0016 | 30.2863 | 14.8659 | 10.6844 | 16.9524 | 30.3902 | 14.7037 | 10.5679 | 16.3451 | 30.531 | 14.3802 | 10.3353 | 15.9876 | 30.6934 | 13.9518 | 10.0275 | 15.437 | 30.8615 | 14.1723 | 10.1859 | 14.9138 | 31.0312 | 14.1667 | 10.1819 | 14.394 | 31.2088 | 14.1364 | 10.1601 | 13.9407 | 31.4262 | 14.0667 | 10.11 | 13.473 | 31.5792 | 13.9049 | 9.9937 | 13.0644 | 32.1082 | 12.8156 | 9.2108 | 11.1112 | 31.7168 | 13.5761 | 9.7574 | 12.711 | 32.6423 | 11.7507 | 8.4455 | 7.6496 | 32.9323 | 11.3389 | 8.1495 | 5.5893 | 33.1406 | 10.8738 | 7.8152 | 3.6068 | 30.1404 | 15.1042 | 10.8557 | 18.0016 | 30.2689 | 14.8672 | 10.6854 | 16.9331 | 30.3555 | 14.7207 | 10.58 | 16.3294 | 30.4787 | 14.3967 | 10.3472 | 15.9843 | 30.6224 | 13.9878 | 10.0533 | 15.4716 | 30.7683 | 13.9902 | 10.0551 | 15.0317 | 30.9252 | 14.0711 | 10.1132 | 14.6154 | 31.0825 | 14.0553 | 10.1018 | 14.2665 | 31.3104 | 13.8916 | 9.9841 | 13.5175 | 31.4929 | 13.8066 | 9.9231 | 12.7206 | 32.1145 | 12.9473 | 9.3055 | 9.5709 | 31.6646 | 13.7086 | 9.8527 | 11.9134 | 32.6186 | 11.8558 | 8.521 | 6.7172 | 32.8519 | 11.4099 | 8.2005 | 5.268 | 32.9311 | 11.2309 | 8.0718 | 5.16
PRESTON EAST | PRESTON EAST | PENWORTHAM EAST / ROCHDALE | 356777 | 432926 | 2.6914 | 0.43658 | 0.31848 | 2.6914 | 2.6914 | 0.43658 | 0.31848 | 2.6914 | 2.6914 | 0.43658 | 0.31848 | 2.6914 | 2.6914 | 0.43658 | 0.31848 | 2.6914 | 2.6914 | 0.43658 | 0.31848 | 2.6914 | 2.6914 | 0.43658 | 0.31848 | 2.6914 | 2.6914 | 0.43658 | 0.31848 | 2.6914 | 2.6914 | 0.43658 | 0.31848 | 2.6914 | 2.6914 | 0.43658 | 0.31848 | 2.6914 | 2.6914 | 0.43658 | 0.31848 | 2.6914 | 2.6914 | 0.43658 | 0.31848 | 2.6914 | 2.6914 | 0.43658 | 0.31848 | 2.6914 | 32.2297 | 5.7055 | 4.1621 | 7.6044 | 33.2138 | 18.6907 | 13.6346 | 3.7436 | 34.3053 | 22.5956 | 16.4832 | 1.5489 | 2.6914 | 0.43658 | 0.31848 | 2.6914 | 2.6914 | 0.43658 | 0.31848 | 2.6914 | 2.6914 | 0.43658 | 0.31848 | 2.6914 | 2.6914 | 0.43658 | 0.31848 | 2.6914 | 2.6914 | 0.43658 | 0.31848 | 2.6914 | 2.6914 | 0.43658 | 0.31848 | 2.6914 | 2.6914 | 0.43658 | 0.31848 | 2.6914 | 2.6914 | 0.43658 | 0.31848 | 2.6914 | 2.6914 | 0.43658 | 0.31848 | 2.6914 | 2.6914 | 0.43658 | 0.31848 | 2.6914 | 2.6914 | 0.43658 | 0.31848 | 2.6914 | 2.6914 | 0.43658 | 0.31848 | 2.6914 | 21.5138 | 3.4898 | 2.5457 | 20.4296 | 31.099 | 12.2575 | 8.9417 | 20.0783 | 31.7697 | 14.9639 | 10.916 | 20.0754 | 2.6914 | 0.43658 | 0.31848 | 2.6914 | 2.6914 | 0.43658 | 0.31848 | 2.6914 | 2.6914 | 0.43658 | 0.31848 | 2.6914 | 2.6914 | 0.43658 | 0.31848 | 2.6914 | 2.6914 | 0.43658 | 0.31848 | 2.6914 | 2.6914 | 0.43658 | 0.31848 | 2.6914 | 2.6914 | 0.43658 | 0.31848 | 2.6914 | 2.6914 | 0.43658 | 0.31848 | 2.6914 | 2.6914 | 0.43658 | 0.31848 | 2.6914 | 2.6914 | 0.43658 | 0.31848 | 2.6914 | 2.6914 | 0.43658 | 0.31848 | 2.6914 | 2.6914 | 0.43658 | 0.31848 | 2.6914 | 31.6765 | 6.2319 | 4.5461 | 16.514 | 32.4361 | 19.4895 | 14.2173 | 15.3606 | 33.0861 | 23.5868 | 17.2062 | 15.2705 | 2.6914 | 0.43658 | 0.31848 | 2.6914 | 2.6914 | 0.43658 | 0.31848 | 2.6914 | 2.6914 | 0.43658 | 0.31848 | 2.6914 | 2.6914 | 0.43658 | 0.31848 | 2.6914 | 2.6914 | 0.43658 | 0.31848 | 2.6914 | 2.6914 | 0.43658 | 0.31848 | 2.6914 | 2.6914 | 0.43658 | 0.31848 | 2.6914 | 2.6914 | 0.43658 | 0.31848 | 2.6914 | 2.6914 | 0.43658 | 0.31848 | 2.6914 | 2.6914 | 0.43658 | 0.31848 | 2.6914 | 2.6914 | 0.43658 | 0.31848 | 2.6914 | 2.6914 | 0.43658 | 0.31848 | 2.6914 | 33.4538 | 5.4265 | 3.9586 | 9.6626 | 35.9094 | 18.3644 | 13.3966 | 6.0536 | 36.4738 | 22.3548 | 16.3076 | 4.3842 | 2.6914 | 0.43658 | 0.31848 | 2.6914 | 2.6914 | 0.43658 | 0.31848 | 2.6914 | 2.6914 | 0.43658 | 0.31848 | 2.6914 | 2.6914 | 0.43658 | 0.31848 | 2.6914 | 2.6914 | 0.43658 | 0.31848 | 2.6914 | 2.6914 | 0.43658 | 0.31848 | 2.6914 | 2.6914 | 0.43658 | 0.31848 | 2.6914 | 2.6914 | 0.43658 | 0.31848 | 2.6914 | 2.6914 | 0.43658 | 0.31848 | 2.6914 | 2.6914 | 0.43658 | 0.31848 | 2.6914 | 33.2741 | 20.497 | 14.9523 | 10.0988 | 11.209 | 1.8182 | 1.3264 | 11.209 | 35.2556 | 20.1758 | 14.718 | 6.5551 | 36.1715 | 22.3515 | 16.3051 | 3.7631 | 36.3505 | 22.337 | 16.2946 | 4.3395
PRESTON OLD RD | BLACKPOOL | PENWORTHAM WEST / STANAH | 332562 | 434929 | 30.1287 | 12.397 | 9.0434 | 16.4133 | 30.2647 | 12.1681 | 8.8765 | 15.8008 | 30.3424 | 12.0822 | 8.8138 | 15.5745 | 30.45 | 12.0178 | 8.7668 | 15.442 | 30.5689 | 11.9184 | 8.6943 | 15.2163 | 30.6833 | 11.8664 | 8.6564 | 15.0127 | 30.8044 | 11.7799 | 8.5933 | 14.7585 | 30.9409 | 11.7133 | 8.5447 | 14.5661 | 31.0954 | 11.612 | 8.4708 | 14.3203 | 31.1973 | 11.5301 | 8.4111 | 14.1206 | 31.5335 | 11.0499 | 8.0608 | 12.5816 | 31.2919 | 11.4546 | 8.356 | 13.9487 | 31.7875 | 10.1226 | 7.3843 | 8.5283 | 31.9022 | 9.5255 | 6.9487 | 5.4011 | 31.9293 | 9.0491 | 6.6012 | 3.2724 | 30.1158 | 12.397 | 9.0434 | 16.4133 | 30.2565 | 12.2268 | 8.9193 | 15.746 | 30.2661 | 12.1828 | 8.8872 | 15.6623 | 30.2972 | 12.1458 | 8.8602 | 15.6432 | 30.3283 | 12.0838 | 8.815 | 15.5225 | 30.3614 | 12.0346 | 8.7791 | 15.4423 | 30.4158 | 11.9661 | 8.7291 | 15.2505 | 30.4937 | 11.8956 | 8.6777 | 15.0277 | 30.5828 | 11.7764 | 8.5907 | 14.7008 | 30.6255 | 11.7569 | 8.5765 | 14.5833 | 30.7776 | 11.6532 | 8.5008 | 14.0445 | 30.6654 | 11.7306 | 8.5573 | 14.4606 | 30.9316 | 11.5391 | 8.4176 | 13.4776 | 31.0293 | 11.5602 | 8.433 | 13.205 | 31.0652 | 11.5504 | 8.4259 | 13.0715 | 30.1287 | 12.397 | 9.0434 | 16.4133 | 30.2647 | 12.1999 | 8.8996 | 15.8129 | 30.3424 | 12.122 | 8.8428 | 15.6031 | 30.45 | 12.0643 | 8.8008 | 15.4939 | 30.5689 | 11.9725 | 8.7338 | 15.3114 | 30.6833 | 11.94 | 8.7101 | 15.1877 | 30.8044 | 11.8719 | 8.6604 | 15.0244 | 30.9409 | 11.8172 | 8.6205 | 14.9 | 31.0954 | 11.7347 | 8.5603 | 14.6826 | 31.1973 | 11.6523 | 8.5002 | 14.4918 | 31.5335 | 11.3415 | 8.2734 | 13.7852 | 31.2919 | 11.5756 | 8.4442 | 14.314 | 31.7875 | 11.1282 | 8.1179 | 13.1305 | 31.9022 | 11.1431 | 8.1288 | 12.8414 | 31.9293 | 11.1074 | 8.1027 | 12.8445 | 30.1323 | 12.397 | 9.0434 | 16.4133 | 30.2689 | 12.1448 | 8.8594 | 15.829 | 30.3596 | 12.0741 | 8.8079 | 15.6335 | 30.4966 | 11.9664 | 8.7293 | 15.525 | 30.6404 | 11.9331 | 8.705 | 15.3312 | 30.7798 | 11.8444 | 8.6403 | 15.1821 | 30.9362 | 11.7302 | 8.557 | 15.0055 | 31.1053 | 11.6346 | 8.4873 | 14.9178 | 31.3198 | 11.5235 | 8.4062 | 14.7415 | 31.4633 | 11.4363 | 8.3426 | 14.6158 | 31.9456 | 10.9395 | 7.9802 | 13.2776 | 31.5847 | 11.3571 | 8.2849 | 14.5078 | 32.4494 | 10.0196 | 7.3092 | 9.4427 | 32.6938 | 9.4045 | 6.8605 | 6.4864 | 32.8207 | 8.9818 | 6.5521 | 4.4959 | 30.1323 | 12.397 | 9.0434 | 16.4133 | 30.2558 | 12.1525 | 8.8651 | 15.8794 | 30.3308 | 12.092 | 8.8209 | 15.7366 | 30.454 | 11.9944 | 8.7498 | 15.6533 | 30.5691 | 11.9442 | 8.7131 | 15.4927 | 30.69 | 11.8722 | 8.6606 | 15.3954 | 30.8284 | 11.7708 | 8.5866 | 15.2671 | 30.9887 | 11.6517 | 8.4997 | 15.078 | 31.2261 | 11.4049 | 8.3197 | 14.2244 | 31.4056 | 11.1592 | 8.1405 | 13.3703 | 31.9959 | 10.3722 | 7.5664 | 10.0735 | 31.5724 | 10.9293 | 7.9728 | 12.5368 | 32.4786 | 9.3062 | 6.7888 | 6.529 | 32.6647 | 8.9045 | 6.4957 | 4.5925 | 32.6462 | 8.908 | 6.4982 | 5.2148
PRESTWICH | AGECROFT | KEARSLEY | 381392 | 404001 | 31.1988 | 8.0992 | 5.9082 | 12.5538 | 31.4026 | 7.7095 | 5.624 | 11.6572 | 31.5737 | 7.3455 | 5.3584 | 10.9025 | 31.7798 | 7.0743 | 5.1606 | 10.9183 | 32.0041 | 6.9446 | 5.066 | 10.3829 | 32.2581 | 6.8233 | 4.9775 | 9.9469 | 32.5453 | 6.6981 | 4.8861 | 9.6006 | 32.8021 | 6.5629 | 4.7875 | 9.0391 | 33.0721 | 6.4155 | 4.68 | 8.532 | 33.2496 | 6.3107 | 4.6036 | 8.2212 | 33.8386 | 5.6538 | 4.1244 | 5.6522 | 33.4158 | 6.1952 | 4.5193 | 7.8823 | 28.1264 | 4.5624 | 3.3282 | -0.23251 | 23.195 | 3.7625 | 2.7447 | -5.0633 | 18.2867 | 2.9663 | 2.1639 | -8.3832 | 31.1641 | 8.0992 | 5.9082 | 12.5538 | 31.3816 | 7.8089 | 5.6965 | 11.7383 | 31.4486 | 7.6045 | 5.5474 | 11.2638 | 31.5495 | 7.4933 | 5.4662 | 11.4766 | 31.6574 | 7.2767 | 5.3082 | 11.097 | 31.7749 | 7.0868 | 5.1697 | 10.867 | 31.932 | 7.0084 | 5.1125 | 10.6294 | 32.1334 | 6.896 | 5.0305 | 10.0135 | 32.3593 | 6.7642 | 4.9344 | 9.3696 | 32.443 | 6.7155 | 4.8989 | 9.175 | 32.7484 | 6.4508 | 4.7058 | 8.0559 | 32.5223 | 6.6617 | 4.8596 | 8.9265 | 33.0747 | 6.3817 | 4.6554 | 7.0046 | 33.3033 | 6.3837 | 4.6569 | 6.2456 | 33.4515 | 6.3163 | 4.6076 | 5.858 | 31.1988 | 8.0992 | 5.9082 | 12.5538 | 31.4026 | 7.8177 | 5.7029 | 11.7562 | 31.5738 | 7.5557 | 5.5118 | 11.0552 | 31.7799 | 7.367 | 5.3741 | 11.1267 | 32.0046 | 7.139 | 5.2078 | 10.6883 | 32.2587 | 6.9267 | 5.0529 | 10.4026 | 32.5462 | 6.8177 | 4.9734 | 10.2242 | 32.8026 | 6.7161 | 4.8993 | 9.7899 | 33.0726 | 6.5889 | 4.8065 | 9.3815 | 33.2498 | 6.4867 | 4.732 | 9.0951 | 33.8348 | 6.0455 | 4.4101 | 7.6737 | 33.4154 | 6.3676 | 4.645 | 8.7501 | 34.2816 | 5.8552 | 4.2713 | 6.3776 | 34.5429 | 5.8213 | 4.2466 | 5.538 | 34.181 | 5.5445 | 4.0446 | 5.2806 | 31.2112 | 8.0992 | 5.9082 | 12.5538 | 31.417 | 7.7729 | 5.6702 | 11.6139 | 31.6153 | 7.4722 | 5.4509 | 10.8974 | 31.877 | 7.3062 | 5.3298 | 10.9529 | 32.1832 | 7.0261 | 5.1255 | 10.46 | 32.5224 | 6.7589 | 4.9305 | 10.119 | 32.8035 | 6.6553 | 4.8549 | 9.8985 | 33.1033 | 6.4939 | 4.7372 | 9.502 | 33.4774 | 6.2088 | 4.5292 | 9.1181 | 33.6915 | 6.2109 | 4.5308 | 8.8752 | 33.6151 | 5.4527 | 3.9777 | 6.4092 | 33.8763 | 6.1009 | 4.4505 | 8.5348 | 26.469 | 4.2935 | 3.1321 | 1.0447 | 21.2573 | 3.4482 | 2.5154 | -3.5145 | 16.7013 | 2.7091 | 1.9763 | -6.6045 | 31.2112 | 8.0992 | 5.9082 | 12.5538 | 31.3924 | 7.784 | 5.6783 | 11.6422 | 31.5626 | 7.5113 | 5.4794 | 10.9966 | 31.7975 | 7.3617 | 5.3703 | 11.0947 | 32.0774 | 7.096 | 5.1765 | 10.6736 | 32.3824 | 6.8398 | 4.9895 | 10.3977 | 32.6361 | 6.706 | 4.892 | 10.2498 | 32.9186 | 6.5197 | 4.756 | 9.7786 | 33.3215 | 6.257 | 4.5644 | 8.4565 | 33.5908 | 5.9419 | 4.3346 | 7.2403 | 32.2751 | 5.2353 | 3.8191 | 2.2025 | 33.8291 | 5.7031 | 4.1603 | 5.996 | 22.8216 | 3.7019 | 2.7005 | -2.9338 | 17.339 | 2.8125 | 2.0517 | -6.1207 | 17.1789 | 2.7866 | 2.0328 | -5.4623
PRINGLE ST | BLACKBURN | PENWORTHAM EAST / ROCHDALE | 369088 | 427387 | 29.723 | 13.6488 | 9.9566 | 17.2389 | 29.8461 | 13.4627 | 9.8209 | 16.2873 | 29.9288 | 10.6828 | 7.793 | 15.7273 | 30.0365 | 7.9352 | 5.7886 | 15.6542 | 30.1414 | 5.0876 | 3.7114 | 15.2409 | 27.9975 | 4.5415 | 3.3129 | 14.9867 | 29.9291 | 4.8548 | 3.5415 | 14.7637 | 29.5201 | 4.7884 | 3.4931 | 14.4129 | 29.2344 | 4.7421 | 3.4593 | 14.0496 | 29.0217 | 4.7076 | 3.4341 | 13.7616 | 28.6069 | 4.6403 | 3.385 | 12.1307 | 29.16 | 4.73 | 3.4505 | 13.6269 | 32.1447 | 6.181 | 4.5089 | 7.711 | 32.4871 | 9.3549 | 6.8243 | 3.9845 | 32.6492 | 9.2743 | 6.7655 | 1.5027 | 29.7179 | 13.6488 | 9.9566 | 17.2389 | 29.8701 | 13.5702 | 9.8993 | 16.7138 | 29.8978 | 11.9165 | 8.6929 | 16.4544 | 29.9514 | 10.2867 | 7.504 | 16.538 | 29.9998 | 8.5965 | 6.271 | 16.2996 | 30.0498 | 6.9258 | 5.0523 | 16.2313 | 30.1281 | 5.2213 | 3.8089 | 16.127 | 30.2449 | 5.0757 | 3.7026 | 15.79 | 30.2434 | 4.9058 | 3.5787 | 15.3976 | 29.1798 | 4.7332 | 3.4528 | 15.2186 | 30.9312 | 5.053 | 3.6861 | 14.72 | 28.6546 | 4.6481 | 3.3907 | 15.1523 | 31.4421 | 6.8227 | 4.9771 | 14.1277 | 31.6811 | 9.626 | 7.022 | 13.7013 | 31.7664 | 10.3829 | 7.5742 | 13.5566 | 29.723 | 13.6488 | 9.9566 | 17.2389 | 29.8581 | 13.55 | 9.8845 | 16.7338 | 29.9418 | 11.803 | 8.6101 | 16.3015 | 30.0468 | 9.9698 | 7.2728 | 16.2655 | 30.1516 | 7.9465 | 5.7969 | 15.9261 | 30.2644 | 6.5802 | 4.8002 | 15.7731 | 30.3908 | 5.056 | 3.6883 | 15.6696 | 30.5397 | 4.9802 | 3.633 | 15.4174 | 30.6316 | 4.9687 | 3.6246 | 15.1153 | 30.4532 | 4.9398 | 3.6035 | 14.8529 | 30.868 | 5.0071 | 3.6526 | 14.0634 | 30.5534 | 4.9561 | 3.6154 | 14.71 | 31.9975 | 7.226 | 5.2713 | 13.2204 | 32.2211 | 10.8714 | 7.9305 | 12.6729 | 32.3122 | 11.5237 | 8.4064 | 12.5979 | 29.7247 | 13.6488 | 9.9566 | 17.2389 | 29.864 | 13.3875 | 9.766 | 16.1122 | 29.9541 | 11.5917 | 8.456 | 15.539 | 30.0732 | 9.6212 | 7.0186 | 15.4916 | 30.2092 | 8.2046 | 5.9851 | 15.1006 | 30.3657 | 6.4939 | 4.7372 | 14.8866 | 29.3825 | 4.7661 | 3.4768 | 14.7273 | 28.3902 | 4.6052 | 3.3594 | 14.4498 | 27.4746 | 4.4566 | 3.2511 | 14.1408 | 26.4653 | 4.2929 | 3.1316 | 13.8878 | 22.9187 | 3.7176 | 2.712 | 12.3568 | 26.066 | 4.2282 | 3.0844 | 13.7889 | 29.3042 | 4.7534 | 3.4676 | 8.0402 | 33.6083 | 8.2668 | 6.0305 | 4.3162 | 33.9585 | 8.4594 | 6.171 | 1.8186 | 29.7247 | 13.6488 | 9.9566 | 17.2389 | 29.8526 | 13.3855 | 9.7645 | 16.0569 | 29.9295 | 12.9558 | 9.4511 | 15.5098 | 30.038 | 13.1244 | 9.574 | 15.497 | 30.1745 | 13.1539 | 9.5956 | 15.1417 | 30.3492 | 13.1126 | 9.5655 | 14.9694 | 30.5631 | 12.9799 | 9.4686 | 14.8446 | 30.8164 | 12.8746 | 9.3918 | 14.5032 | 31.1233 | 12.6133 | 9.2013 | 13.4734 | 31.3646 | 12.3349 | 8.9981 | 12.4549 | 32.2151 | 11.4655 | 8.3639 | 8.8475 | 31.5957 | 12.0955 | 8.8235 | 11.5926 | 33.1087 | 9.8108 | 7.1568 | 4.8664 | 33.6348 | 9.0021 | 6.5669 | 2.1654 | 33.7573 | 8.7598 | 6.3901 | 2.4752
GRANE RD & PRINNY HILL | ROSSENDALE | PADIHAM | 378328 | 423395 | 24.2891 | 12.8805 | 9.3961 | 12.3149 | 24.4746 | 12.6211 | 9.2069 | 11.5941 | 24.6173 | 12.5064 | 9.1232 | 11.3473 | 24.7849 | 12.3433 | 9.0043 | 11.1364 | 24.9649 | 12.1863 | 8.8898 | 10.9395 | 25.0829 | 12.0614 | 8.7986 | 10.7374 | 25.1776 | 11.885 | 8.67 | 10.5341 | 25.2884 | 11.6913 | 8.5287 | 10.3417 | 25.4123 | 11.5653 | 8.4367 | 10.1572 | 25.51 | 11.5183 | 8.4025 | 9.9468 | 25.9658 | 11.2976 | 8.2415 | 8.8122 | 25.6155 | 11.4846 | 8.3778 | 9.7449 | 26.6652 | 10.2618 | 7.4859 | 5.8815 | 27.2201 | 9.9433 | 7.2535 | 3.423 | 27.8258 | 9.3002 | 6.7844 | 1.1889 | 24.2745 | 12.8805 | 9.3961 | 12.3149 | 24.4404 | 12.7494 | 9.3005 | 11.8938 | 24.4838 | 12.6003 | 9.1917 | 11.786 | 24.541 | 12.4392 | 9.0742 | 11.6394 | 24.6024 | 12.3952 | 9.0421 | 11.4843 | 24.6703 | 12.3108 | 8.9806 | 11.3223 | 24.7582 | 12.2144 | 8.9102 | 11.1009 | 24.8633 | 12.1682 | 8.8765 | 10.8148 | 24.9478 | 12.0979 | 8.8252 | 10.4989 | 25.009 | 12.0555 | 8.7943 | 10.3128 | 25.3315 | 11.847 | 8.6422 | 9.631 | 25.0773 | 12.0173 | 8.7664 | 10.1351 | 25.7323 | 11.6005 | 8.4624 | 8.9678 | 26.1387 | 11.8822 | 8.6679 | 8.5032 | 26.4927 | 12.1822 | 8.8868 | 8.1603 | 24.2891 | 12.8805 | 9.3961 | 12.3149 | 24.476 | 12.7345 | 9.2897 | 11.903 | 24.6193 | 12.6259 | 9.2104 | 11.719 | 24.7876 | 12.529 | 9.1397 | 11.5173 | 24.9729 | 12.4147 | 9.0563 | 11.3218 | 25.0931 | 12.1972 | 8.8977 | 11.1403 | 25.1893 | 11.9917 | 8.7478 | 10.962 | 25.2952 | 11.8213 | 8.6235 | 10.7931 | 25.4198 | 11.6568 | 8.5035 | 10.6135 | 25.513 | 11.6318 | 8.4852 | 10.406 | 25.9083 | 11.5324 | 8.4127 | 9.6383 | 25.6092 | 11.5827 | 8.4494 | 10.2066 | 26.3646 | 11.0695 | 8.075 | 8.9099 | 26.7974 | 11.1447 | 8.1299 | 8.2824 | 27.1631 | 10.7912 | 7.872 | 7.4903 | 24.2938 | 12.8805 | 9.3961 | 12.3149 | 24.4929 | 12.6663 | 9.2399 | 11.4633 | 24.6658 | 12.5552 | 9.1589 | 11.2127 | 24.8886 | 12.4403 | 9.075 | 11.0141 | 25.0402 | 11.9198 | 8.6954 | 10.8119 | 25.1677 | 11.7312 | 8.5578 | 10.6181 | 25.3164 | 11.4918 | 8.3831 | 10.4369 | 25.4837 | 11.2921 | 8.2374 | 10.2814 | 25.6924 | 11.0946 | 8.0934 | 10.1051 | 25.8785 | 10.8523 | 7.9166 | 9.8637 | 26.8066 | 10.0351 | 7.3205 | 7.7934 | 26.0825 | 10.646 | 7.7661 | 9.5613 | 28.0022 | 8.9914 | 6.5591 | 3.8688 | 28.7609 | 8.6864 | 6.3366 | 1.024 | 29.1088 | 8.2724 | 6.0346 | -0.59557 | 24.2938 | 12.8805 | 9.3961 | 12.3149 | 24.4892 | 12.649 | 9.2273 | 11.4172 | 24.6591 | 12.6577 | 9.2336 | 11.1792 | 24.8913 | 12.5971 | 9.1894 | 10.9918 | 25.0457 | 12.4073 | 9.0509 | 10.7856 | 25.1954 | 12.115 | 8.8377 | 10.5903 | 25.3781 | 12.0447 | 8.7865 | 10.3959 | 25.5942 | 12.0591 | 8.797 | 10.1637 | 25.8769 | 11.9086 | 8.6871 | 9.4752 | 26.1377 | 11.5827 | 8.4494 | 8.6534 | 27.2274 | 10.5809 | 7.7186 | 5.2734 | 26.4067 | 11.2217 | 8.1861 | 7.819 | 28.3664 | 9.3272 | 6.804 | 1.5685 | 28.8971 | 8.654 | 6.313 | -0.38276 | 29.0138 | 8.4123 | 6.1366 | -0.4413
QUEENS PARK | STUART ST | STALYBRIDGE | 385893 | 400645 | 21.6403 | 13.1872 | 9.6199 | 12.4314 | 21.6754 | 12.2723 | 8.9525 | 7.5281 | 21.7528 | 10.8527 | 7.9169 | 1.9131 | 21.8609 | 9.4682 | 6.9069 | -3.3594 | 21.9656 | 8.1027 | 5.9108 | -8.5873 | 22.082 | 6.7557 | 4.9282 | -13.9739 | 22.2145 | 6.3414 | 4.626 | -14.1707 | 22.3694 | 6.2376 | 4.5503 | -14.5453 | 22.5417 | 6.1865 | 4.513 | -14.7347 | 22.683 | 6.096 | 4.4469 | -15.0876 | 23.3228 | 5.76 | 4.2018 | -16.0878 | 22.8341 | 6.018 | 4.3901 | -15.3802 | 24.2578 | 5.2363 | 3.8198 | -17.6654 | 24.9845 | 5.7172 | 4.1706 | -18.9854 | 25.7586 | 6.4593 | 4.712 | -20.1554 | 21.6351 | 13.1872 | 9.6199 | 12.4314 | 21.6732 | 12.7567 | 9.3058 | 10.0875 | 21.6768 | 11.6535 | 8.501 | 6.0256 | 21.7075 | 10.5556 | 7.7002 | 2.0032 | 21.7314 | 9.4552 | 6.8975 | -1.9692 | 21.7507 | 8.3381 | 6.0826 | -6.0386 | 21.7939 | 7.9492 | 5.7988 | -6.0629 | 21.8618 | 7.8885 | 5.7546 | -6.3037 | 21.9525 | 7.8386 | 5.7182 | -6.4488 | 22.0111 | 7.7821 | 5.6769 | -6.6494 | 22.3218 | 7.6832 | 5.6048 | -7.0564 | 22.0781 | 7.7317 | 5.6402 | -6.8157 | 22.7581 | 7.5723 | 5.5239 | -7.4074 | 23.249 | 8.3304 | 6.0769 | -7.6732 | 23.6968 | 9.0638 | 6.6119 | -7.7098 | 21.6403 | 13.1872 | 9.6199 | 12.4314 | 21.6767 | 12.627 | 9.2112 | 9.3827 | 21.7547 | 11.278 | 8.2272 | 4.0078 | 21.8635 | 9.9242 | 7.2396 | -1.2609 | 21.9743 | 8.5647 | 6.2478 | -6.4796 | 22.094 | 7.1988 | 5.2514 | -11.8353 | 22.2292 | 6.7619 | 4.9327 | -12.0084 | 22.378 | 6.6513 | 4.852 | -12.3522 | 22.5512 | 6.6155 | 4.8259 | -12.5387 | 22.6868 | 6.5196 | 4.756 | -12.8838 | 23.2502 | 6.2346 | 4.5481 | -13.7052 | 22.8262 | 6.4488 | 4.7043 | -13.1752 | 23.8785 | 5.9393 | 4.3326 | -14.4199 | 24.4512 | 6.701 | 4.8883 | -14.9214 | 24.928 | 7.6162 | 5.5559 | -15.0555 | 21.6425 | 13.1872 | 9.6199 | 12.4314 | 21.679 | 12.0998 | 8.8266 | 6.6038 | 21.7649 | 10.6825 | 7.7927 | 0.8881 | 21.8934 | 9.2976 | 6.7825 | -4.3798 | 22.0387 | 7.9307 | 5.7854 | -9.6156 | 22.2229 | 6.5227 | 4.7582 | -15.0126 | 22.4364 | 6.1117 | 4.4584 | -15.2075 | 22.6736 | 5.9923 | 4.3713 | -15.5737 | 22.9666 | 5.9106 | 4.3117 | -15.7808 | 23.2298 | 5.7773 | 4.2144 | -16.1735 | 24.4839 | 5.2693 | 3.8439 | -17.3267 | 23.5139 | 5.6541 | 4.1246 | -16.5035 | 25.8772 | 4.6863 | 3.4186 | -18.948 | 26.6802 | 5.3621 | 3.9116 | -20.1947 | 26.8678 | 6.0221 | 4.393 | -21.0439 | 21.6425 | 13.1872 | 9.6199 | 12.4314 | 21.6775 | 12.0236 | 8.7711 | 6.1451 | 21.7616 | 10.9722 | 8.004 | 0.38503 | 21.8982 | 9.9616 | 7.2668 | -4.874 | 22.079 | 8.9681 | 6.5421 | -10.1105 | 22.3001 | 7.8964 | 5.7603 | -15.5094 | 22.5652 | 7.8599 | 5.7337 | -15.7098 | 22.8689 | 7.739 | 5.6455 | -16.1039 | 23.2528 | 7.5645 | 5.5182 | -16.4823 | 23.6014 | 7.3927 | 5.3929 | -17.0637 | 25.0362 | 6.753 | 4.9263 | -18.7314 | 23.9581 | 7.2117 | 5.2608 | -17.5836 | 26.3194 | 6.1742 | 4.504 | -20.5384 | 26.8684 | 6.05 | 4.4134 | -21.4199 | 26.801 | 5.9398 | 4.333 | -21.3805
RADCLIFFE | - | KEARSLEY | 377524 | 406160 | 45.1145 | 13.798 | 9.9169 | 16.6366 | 45.48 | 13.2937 | 9.5544 | 13.6751 | 45.7695 | 12.9907 | 9.3367 | 12.3032 | 46.0635 | 12.7916 | 9.1936 | 11.7559 | 46.3701 | 12.4998 | 8.9839 | 10.5484 | 46.6848 | 12.2646 | 8.8148 | 9.7118 | 47.0402 | 12.0296 | 8.6459 | 8.7993 | 47.4374 | 11.8109 | 8.4888 | 8.0399 | 47.8819 | 11.5607 | 8.3089 | 7.1408 | 48.1858 | 11.3357 | 8.1472 | 6.3921 | 49.6108 | 9.9934 | 7.1825 | 0.96446 | 48.476 | 11.1276 | 7.9976 | 5.7355 | 46.0407 | 7.5803 | 5.4481 | -10.4888 | 32.7964 | 5.3997 | 3.8809 | -19.8619 | 23.2986 | 3.8359 | 2.757 | -26.3198 | 45.0662 | 13.798 | 9.9169 | 16.6366 | 45.4364 | 13.4966 | 9.7003 | 14.8626 | 45.5202 | 13.3853 | 9.6203 | 14.3258 | 45.6732 | 13.323 | 9.5755 | 14.255 | 45.828 | 13.1608 | 9.4589 | 13.5204 | 45.9904 | 13.0513 | 9.3803 | 13.1564 | 46.2267 | 12.9064 | 9.2761 | 12.4684 | 46.4837 | 12.7171 | 9.14 | 11.5397 | 46.7838 | 12.4936 | 8.9794 | 10.3859 | 46.916 | 12.3792 | 8.8972 | 9.773 | 47.442 | 11.908 | 8.5585 | 7.3144 | 47.0443 | 12.2725 | 8.8205 | 9.2033 | 48.0607 | 11.4696 | 8.2435 | 5.1681 | 48.5775 | 11.1186 | 7.9911 | 3.7436 | 48.9596 | 10.8483 | 7.7969 | 3.1134 | 45.1145 | 13.798 | 9.9169 | 16.6366 | 45.4806 | 13.4718 | 9.6825 | 14.7365 | 45.7704 | 13.2209 | 9.5021 | 13.5677 | 46.0647 | 13.0487 | 9.3784 | 13.0914 | 46.374 | 12.7737 | 9.1807 | 12.0333 | 46.6899 | 12.5494 | 9.0195 | 11.4155 | 47.0464 | 12.3527 | 8.8781 | 10.7626 | 47.441 | 12.1672 | 8.7448 | 10.1955 | 47.8859 | 11.9351 | 8.578 | 9.3941 | 48.1874 | 11.7108 | 8.4168 | 8.6637 | 49.58 | 10.6955 | 7.6871 | 5.2009 | 48.4726 | 11.4936 | 8.2607 | 7.9357 | 50.5352 | 9.741 | 7.001 | 2.5808 | 51.1129 | 8.7946 | 6.3209 | 0.94515 | 50.5009 | 8.3146 | 5.9759 | 0.51734 | 45.1347 | 13.798 | 9.9169 | 16.6366 | 45.5078 | 13.2118 | 9.4956 | 13.1616 | 45.8089 | 12.9141 | 9.2816 | 11.8296 | 46.1624 | 12.7284 | 9.1482 | 11.3713 | 46.5273 | 12.4122 | 8.9209 | 10.2669 | 46.9352 | 12.1657 | 8.7437 | 9.6279 | 47.3893 | 11.9294 | 8.5739 | 9.0043 | 47.8798 | 11.7244 | 8.4266 | 8.5823 | 48.4972 | 11.454 | 8.2322 | 7.8364 | 48.932 | 11.1784 | 8.0342 | 7.1583 | 51.1605 | 9.659 | 6.9421 | 1.7374 | 49.3401 | 10.9216 | 7.8496 | 6.5521 | 43.5519 | 7.1705 | 5.1536 | -8.9984 | 30.9349 | 5.0932 | 3.6606 | -17.5808 | 21.9235 | 3.6095 | 2.5942 | -23.5362 | 45.1347 | 13.798 | 9.9169 | 16.6366 | 45.4699 | 13.1978 | 9.4855 | 12.9583 | 45.7194 | 12.9202 | 9.286 | 11.6959 | 46.0241 | 12.7237 | 9.1447 | 11.3108 | 46.7604 | 12.3276 | 8.8601 | 9.8712 | 47.5172 | 12.0048 | 8.6281 | 8.9528 | 47.893 | 11.739 | 8.4371 | 8.4762 | 48.3341 | 11.4394 | 8.2217 | 7.8664 | 48.9811 | 10.8333 | 7.7861 | 5.4852 | 49.5112 | 10.2175 | 7.3435 | 3.0775 | 46.7926 | 7.704 | 5.5371 | -6.6042 | 50.0182 | 9.6051 | 6.9034 | 0.70247 | 30.0391 | 4.9457 | 3.5546 | -16.5398 | 19.7143 | 3.2458 | 2.3328 | -22.673 | 17.4369 | 2.8709 | 2.0633 | -21.4632
RANDAL ST | BLACKBURN | PENWORTHAM EAST / ROCHDALE | 368092 | 428515 | 33.975 | 14.2169 | 10.371 | 19.0964 | 34.075 | 14.0107 | 10.2206 | 18.3127 | 34.1933 | 13.5818 | 9.9077 | 17.6017 | 34.3132 | 13.2496 | 9.6654 | 17.5067 | 34.4344 | 12.9025 | 9.4122 | 17.0856 | 34.5574 | 12.8115 | 9.3458 | 16.8576 | 34.6941 | 12.6727 | 9.2446 | 16.639 | 34.8439 | 12.5305 | 9.1408 | 16.2409 | 35.0089 | 12.4026 | 9.0476 | 15.9277 | 35.1096 | 12.3135 | 8.9825 | 15.6676 | 35.4296 | 11.7302 | 8.557 | 14.3705 | 35.2026 | 12.1907 | 8.8929 | 15.5351 | 35.681 | 10.604 | 7.7354 | 10.8034 | 35.793 | 9.877 | 7.2052 | 7.4701 | 35.8257 | 9.3551 | 6.8244 | 5.5433 | 33.9562 | 14.2169 | 10.371 | 19.0964 | 34.0595 | 14.1833 | 10.3466 | 19.0958 | 34.0998 | 13.9667 | 10.1885 | 18.9025 | 34.1743 | 13.7932 | 10.0619 | 19.0092 | 34.2502 | 13.6007 | 9.9215 | 18.9337 | 34.3308 | 13.3951 | 9.7716 | 18.7765 | 34.4461 | 13.1657 | 9.6042 | 18.5181 | 34.5965 | 13.0559 | 9.5241 | 18.1104 | 34.7624 | 12.9569 | 9.4519 | 17.6366 | 34.7915 | 12.9411 | 9.4404 | 17.4778 | 34.8898 | 12.7904 | 9.3304 | 17.046 | 34.8185 | 12.911 | 9.4184 | 17.3573 | 34.9762 | 12.6903 | 9.2574 | 16.7131 | 35.0177 | 12.5772 | 9.1749 | 16.5588 | 35.0275 | 12.3585 | 9.0153 | 16.6896 | 33.975 | 14.2169 | 10.371 | 19.0964 | 34.075 | 14.1665 | 10.3342 | 19.0676 | 34.1933 | 13.8628 | 10.1128 | 18.5318 | 34.3132 | 13.5395 | 9.8769 | 18.4383 | 34.4344 | 13.3198 | 9.7166 | 18.0524 | 34.5574 | 13.1267 | 9.5758 | 17.8649 | 34.6941 | 12.8907 | 9.4036 | 17.6925 | 34.8439 | 12.7531 | 9.3032 | 17.3413 | 35.0089 | 12.6206 | 9.2066 | 17.0444 | 35.1096 | 12.5339 | 9.1433 | 16.7889 | 35.4296 | 12.0595 | 8.7972 | 16.1057 | 35.2026 | 12.3972 | 9.0436 | 16.6451 | 35.681 | 11.3933 | 8.3113 | 15.4445 | 35.793 | 11.404 | 8.3191 | 15.0119 | 35.8257 | 11.3293 | 8.2646 | 15.0727 | 33.9828 | 14.2169 | 10.371 | 19.0964 | 34.0898 | 13.9309 | 10.1624 | 17.9736 | 34.2045 | 13.5517 | 9.8857 | 17.2102 | 34.3432 | 13.2822 | 9.6892 | 17.1351 | 34.4929 | 12.536 | 9.1449 | 16.717 | 34.6412 | 12.2648 | 8.947 | 16.5112 | 34.8039 | 11.9701 | 8.7321 | 16.3268 | 34.9717 | 11.7402 | 8.5643 | 15.9708 | 35.1834 | 11.4826 | 8.3764 | 15.6712 | 35.3108 | 11.22 | 8.1849 | 15.4197 | 35.7425 | 10.6884 | 7.797 | 14.217 | 35.4247 | 10.9231 | 7.9682 | 15.3057 | 36.1647 | 9.6819 | 7.0628 | 11.2346 | 36.3772 | 9.1236 | 6.6555 | 8.5331 | 36.4774 | 8.5983 | 6.2723 | 6.8427 | 33.9828 | 14.2169 | 10.371 | 19.0964 | 34.0741 | 13.9066 | 10.1447 | 17.8202 | 34.1601 | 13.6506 | 9.958 | 17.0479 | 34.2752 | 13.5528 | 9.8866 | 16.9987 | 34.3987 | 13.3539 | 9.7415 | 16.607 | 34.5195 | 13.1411 | 9.5863 | 16.439 | 34.6539 | 12.8968 | 9.408 | 16.2926 | 34.8064 | 12.6429 | 9.2228 | 15.8814 | 35.0281 | 12.2787 | 8.9571 | 15.0639 | 35.1863 | 11.9258 | 8.6997 | 14.2607 | 35.7013 | 10.7503 | 7.8422 | 11.5862 | 35.3324 | 11.5517 | 8.4268 | 13.6043 | 36.1006 | 9.5141 | 6.9404 | 8.3889 | 36.2645 | 8.8872 | 6.4831 | 6.3193 | 36.2512 | 8.7736 | 6.4002 | 7.1861
RAWTENSTALL RD | ROSSENDALE | PADIHAM | 379395 | 422143 | 30.6877 | 17.2546 | 12.587 | 15.9228 | 30.8435 | 17.0275 | 12.4213 | 15.1195 | 30.9073 | 16.7785 | 12.2397 | 14.8702 | 30.9904 | 16.493 | 12.0314 | 14.5792 | 31.0705 | 16.2557 | 11.8583 | 14.3111 | 31.154 | 16.1288 | 11.7658 | 14.0246 | 31.2466 | 15.9907 | 11.665 | 13.7152 | 31.3482 | 15.8422 | 11.5567 | 13.4446 | 31.4611 | 15.7137 | 11.463 | 13.1575 | 31.5395 | 15.5785 | 11.3643 | 12.8959 | 31.822 | 14.9955 | 10.939 | 11.041 | 31.6138 | 15.4604 | 11.2782 | 12.6716 | 32.1315 | 14.0065 | 10.2175 | 6.2337 | 32.3426 | 13.194 | 9.6248 | 2.3517 | 32.5181 | 12.5072 | 9.1238 | -0.34918 | 30.6839 | 17.2546 | 12.587 | 15.9228 | 30.8514 | 17.0685 | 12.4513 | 15.1433 | 30.868 | 16.9595 | 12.3717 | 15.0586 | 30.9136 | 16.8175 | 12.2681 | 14.8847 | 30.9535 | 16.6545 | 12.1492 | 14.7278 | 30.9905 | 16.565 | 12.084 | 14.5717 | 31.0525 | 16.4373 | 11.9908 | 14.3353 | 31.1403 | 16.3298 | 11.9124 | 14.036 | 31.2479 | 16.2165 | 11.8297 | 13.6827 | 31.2893 | 16.1519 | 11.7826 | 13.4982 | 31.4487 | 15.9137 | 11.6089 | 12.8639 | 31.3288 | 16.0906 | 11.7379 | 13.3311 | 31.6313 | 15.6736 | 11.4337 | 12.2017 | 31.789 | 15.4339 | 11.2588 | 11.7968 | 31.917 | 15.329 | 11.1823 | 11.4883 | 30.6877 | 17.2546 | 12.587 | 15.9228 | 30.8437 | 17.0652 | 12.4488 | 15.2153 | 30.9076 | 16.8756 | 12.3105 | 15.008 | 30.9908 | 16.6277 | 12.1297 | 14.7466 | 31.0719 | 16.4317 | 11.9867 | 14.5234 | 31.1559 | 16.2543 | 11.8573 | 14.3105 | 31.2489 | 16.0842 | 11.7332 | 14.088 | 31.3496 | 15.9476 | 11.6335 | 13.8804 | 31.4626 | 15.8194 | 11.54 | 13.6218 | 31.5401 | 15.6832 | 11.4406 | 13.3683 | 31.8106 | 15.2676 | 11.1375 | 12.4863 | 31.6125 | 15.5631 | 11.3531 | 13.1363 | 32.0721 | 15.0215 | 10.958 | 11.6026 | 32.2591 | 14.8332 | 10.8206 | 11.0724 | 32.3872 | 14.6235 | 10.6677 | 10.7935 | 30.6893 | 17.2546 | 12.587 | 15.9228 | 30.8456 | 16.9915 | 12.3951 | 15.1124 | 30.9095 | 16.7682 | 12.2322 | 14.8847 | 31.0006 | 16.5099 | 12.0437 | 14.6171 | 31.0961 | 15.9694 | 11.6495 | 14.3775 | 31.2005 | 15.8072 | 11.5312 | 14.1322 | 31.3167 | 15.6272 | 11.3998 | 13.8808 | 31.4402 | 15.4801 | 11.2925 | 13.6781 | 31.5884 | 15.342 | 11.1918 | 13.444 | 31.6969 | 15.2127 | 11.0974 | 13.2252 | 32.1395 | 14.5344 | 10.6026 | 11.486 | 31.7999 | 15.1013 | 11.0162 | 13.0457 | 32.7095 | 13.3001 | 9.7022 | 6.8137 | 33.0633 | 12.4433 | 9.0772 | 3.0767 | 33.2599 | 11.7558 | 8.5757 | 0.55649 | 30.6893 | 17.2546 | 12.587 | 15.9228 | 30.8288 | 17.0083 | 12.4073 | 15.1515 | 30.8675 | 16.8579 | 12.2976 | 14.9812 | 30.938 | 16.6429 | 12.1407 | 14.7625 | 31.0166 | 16.4686 | 12.0136 | 14.5732 | 31.1045 | 16.2669 | 11.8665 | 14.3872 | 31.2067 | 16.0509 | 11.7089 | 14.1903 | 31.3282 | 15.8316 | 11.5489 | 13.8796 | 31.5098 | 15.6348 | 11.4054 | 12.8462 | 31.6669 | 15.3619 | 11.2063 | 11.7924 | 32.2308 | 14.2835 | 10.4196 | 7.787 | 31.8197 | 15.0817 | 11.0019 | 10.765 | 32.7573 | 13.0115 | 9.4917 | 3.4736 | 33.0078 | 12.221 | 8.915 | 0.95314 | 33.0181 | 12.115 | 8.8377 | 1.4403
REDDISH VALE | VERNON PARK | BREDBURY | 390147 | 393309 | 30.1035 | 9.9296 | 7.2435 | 17.4 | 30.2453 | 9.5333 | 6.9544 | 16.045 | 30.356 | 9.0034 | 6.5678 | 15.5362 | 30.4809 | 8.7004 | 6.3468 | 15.3506 | 30.615 | 8.4786 | 6.185 | 14.9489 | 30.7643 | 8.0949 | 5.9051 | 14.4655 | 30.9062 | 8.0829 | 5.8964 | 14.2515 | 31.0556 | 8.0374 | 5.8632 | 13.8999 | 31.2204 | 7.939 | 5.7914 | 13.5732 | 31.3345 | 7.8573 | 5.7318 | 13.2587 | 31.7154 | 7.2324 | 5.2759 | 11.1006 | 31.4408 | 7.74 | 5.6462 | 12.9864 | 32.0469 | 6.0625 | 4.4225 | 5.8287 | 30.6103 | 4.9653 | 3.6221 | 1.4504 | 25.7429 | 4.1757 | 3.0461 | -1.4339 | 30.0924 | 9.9296 | 7.2435 | 17.4 | 30.2327 | 9.6432 | 7.0346 | 16.5251 | 30.2647 | 9.278 | 6.7681 | 16.2806 | 30.3202 | 8.7644 | 6.3935 | 16.2325 | 30.3749 | 8.8822 | 6.4794 | 15.9663 | 30.4318 | 8.5391 | 6.2292 | 15.6399 | 30.512 | 8.4615 | 6.1726 | 15.4801 | 30.6132 | 8.3389 | 6.0831 | 15.0618 | 30.7262 | 8.1983 | 5.9805 | 14.6354 | 30.7814 | 8.0957 | 5.9057 | 14.3817 | 30.9785 | 7.7778 | 5.6738 | 13.4308 | 30.8333 | 7.9928 | 5.8306 | 14.1468 | 31.1832 | 7.7432 | 5.6486 | 12.5003 | 31.3293 | 7.6473 | 5.5786 | 11.841 | 31.4344 | 7.6109 | 5.552 | 11.5321 | 30.1035 | 9.9296 | 7.2435 | 17.4 | 30.2453 | 9.6138 | 7.0131 | 16.423 | 30.356 | 9.125 | 6.6565 | 15.9942 | 30.4809 | 8.8426 | 6.4506 | 15.8419 | 30.615 | 8.6268 | 6.2931 | 15.5066 | 30.7643 | 8.2383 | 6.0097 | 15.1344 | 30.9062 | 8.2254 | 6.0003 | 15.0339 | 31.0556 | 8.202 | 5.9833 | 14.7742 | 31.2204 | 8.1193 | 5.9229 | 14.4965 | 31.3345 | 8.0505 | 5.8727 | 14.2011 | 31.7154 | 7.6311 | 5.5668 | 13.0979 | 31.4408 | 7.9386 | 5.7911 | 13.9248 | 32.0469 | 7.2875 | 5.3162 | 12.0612 | 32.2314 | 6.9215 | 5.0492 | 11.3544 | 32.326 | 6.6456 | 4.8479 | 11.1759 | 30.1081 | 9.9296 | 7.2435 | 17.4 | 30.2523 | 9.4613 | 6.9019 | 15.8045 | 30.3735 | 8.8696 | 6.4703 | 15.299 | 30.5273 | 8.691 | 6.3399 | 15.1462 | 30.6942 | 8.3531 | 6.0935 | 14.7818 | 30.8501 | 8.1171 | 5.9213 | 14.3691 | 31.0137 | 8.0462 | 5.8696 | 14.2591 | 31.1848 | 7.924 | 5.7804 | 14.0334 | 31.3985 | 7.7799 | 5.6753 | 13.8128 | 31.5448 | 7.6915 | 5.6109 | 13.5684 | 32.0608 | 6.9633 | 5.0796 | 11.6628 | 31.6756 | 7.5745 | 5.5255 | 13.3716 | 32.6569 | 5.5603 | 4.0562 | 6.6753 | 26.9778 | 4.3761 | 3.1923 | 2.5285 | 22.492 | 3.6484 | 2.6615 | -0.17906 | 30.1081 | 9.9296 | 7.2435 | 17.4 | 30.2394 | 9.4508 | 6.8942 | 15.7101 | 30.3449 | 8.8515 | 6.4571 | 15.2293 | 30.4836 | 8.7452 | 6.3795 | 15.1013 | 30.611 | 8.3128 | 6.0641 | 14.7674 | 30.7441 | 8.2672 | 6.0308 | 14.4035 | 30.8922 | 8.2016 | 5.9829 | 14.3389 | 31.0556 | 7.9268 | 5.7825 | 14.0011 | 31.3076 | 7.779 | 5.6746 | 12.9127 | 31.5023 | 7.4844 | 5.4597 | 11.7703 | 32.1348 | 6.2863 | 4.5857 | 7.3981 | 31.6804 | 7.1997 | 5.2521 | 10.6625 | 30.2713 | 4.9103 | 3.582 | 2.7849 | 25.0943 | 4.0705 | 2.9694 | -0.12449 | 24.0269 | 3.8974 | 2.8431 | 0.45776
RIBBLESDALE T13 & RIBBLESDALE T14 | PADIHAM | PADIHAM | 374759 | 443587 | 23.0649 | 18.1248 | 13.0267 | 6.1325 | 23.1869 | 17.909 | 12.8715 | 5.0258 | 23.2872 | 17.7641 | 12.7674 | 4.5847 | 23.4321 | 17.5749 | 12.6314 | 4.1483 | 23.5658 | 17.3616 | 12.4781 | 3.7455 | 23.6986 | 17.1602 | 12.3334 | 3.3384 | 23.8455 | 16.9762 | 12.2012 | 2.922 | 24.0057 | 16.7401 | 12.0314 | 2.5391 | 24.1825 | 16.4687 | 11.8364 | 2.1495 | 24.5347 | 16.1012 | 11.5723 | 1.5695 | 24.9923 | 15.8028 | 11.3578 | -0.32304 | 24.6497 | 15.6146 | 11.2225 | 1.2693 | 25.7416 | 14.7031 | 10.5674 | -4.4788 | 26.0762 | 13.3119 | 9.5675 | -7.4188 | 26.2814 | 13.0871 | 9.4059 | -9.5258 | 23.0504 | 18.1248 | 13.0267 | 6.1325 | 23.1821 | 17.9869 | 12.9275 | 5.3513 | 23.1939 | 17.9552 | 12.9047 | 5.2719 | 23.2624 | 17.8839 | 12.8535 | 5.0866 | 23.3153 | 17.8185 | 12.8065 | 4.9399 | 23.3464 | 17.7593 | 12.7639 | 4.8241 | 23.4191 | 17.6751 | 12.7034 | 4.611 | 23.5391 | 17.5821 | 12.6366 | 4.2933 | 23.6872 | 17.4744 | 12.5592 | 3.9081 | 23.7811 | 17.4031 | 12.508 | 3.7058 | 24.0799 | 17.1101 | 12.2974 | 2.9248 | 23.8762 | 17.3295 | 12.4551 | 3.519 | 24.3569 | 16.636 | 11.9566 | 2.0269 | 24.5476 | 16.1892 | 11.6355 | 1.4306 | 24.6543 | 16.2453 | 11.6758 | 1.0242 | 23.0649 | 18.1248 | 13.0267 | 6.1325 | 23.1893 | 17.9463 | 12.8983 | 5.193 | 23.2895 | 17.8201 | 12.8076 | 4.8272 | 23.4346 | 17.6434 | 12.6806 | 4.4515 | 23.5695 | 17.4629 | 12.5509 | 4.1334 | 23.7027 | 17.26 | 12.4051 | 3.8477 | 23.847 | 17.0934 | 12.2854 | 3.5679 | 24.0038 | 16.8706 | 12.1252 | 3.2907 | 24.1784 | 16.6016 | 11.9319 | 2.9322 | 24.5274 | 16.1941 | 11.639 | 2.353 | 24.9625 | 16.0982 | 11.5701 | 1.1013 | 24.6379 | 15.9 | 11.4276 | 2.0319 | 25.6195 | 15.4836 | 11.1283 | -0.3238 | 25.8835 | 14.6594 | 10.536 | -1.0469 | 26.0061 | 14.7496 | 10.6008 | -1.2808 | 23.0718 | 18.1248 | 13.0267 | 6.1325 | 23.188 | 17.8474 | 12.8273 | 4.8262 | 23.289 | 17.6882 | 12.7128 | 4.379 | 23.4419 | 17.4729 | 12.5581 | 3.9781 | 23.5947 | 16.8612 | 12.1185 | 3.6158 | 23.7552 | 16.6589 | 11.9731 | 3.2615 | 23.9323 | 16.2558 | 11.6834 | 2.9207 | 24.1236 | 15.6719 | 11.2637 | 2.624 | 24.5802 | 15.5406 | 11.1693 | 2.0703 | 24.7366 | 15.4993 | 11.1396 | 1.7802 | 25.4348 | 15.0309 | 10.803 | -0.004859 | 24.8914 | 15.5772 | 11.1956 | 1.5317 | 26.5857 | 13.6838 | 9.8348 | -4.1364 | 26.982 | 12.9641 | 9.3176 | -6.8892 | 27.1083 | 12.2585 | 8.8104 | -8.7406 | 23.0718 | 18.1248 | 13.0267 | 6.1325 | 23.1676 | 17.845 | 12.8255 | 4.75 | 23.2461 | 17.6914 | 12.7152 | 4.3171 | 23.3781 | 17.464 | 12.5517 | 3.944 | 23.5161 | 17.2261 | 12.3807 | 3.6166 | 23.6642 | 16.9559 | 12.1866 | 3.3162 | 24.1351 | 16.4517 | 11.8242 | 2.7254 | 24.3149 | 16.14 | 11.6001 | 2.4059 | 24.5559 | 16.2175 | 11.6558 | 1.5521 | 25.1972 | 15.9356 | 11.4533 | 0.22439 | 25.8882 | 14.4106 | 10.3572 | -3.1078 | 25.3729 | 15.6314 | 11.2346 | -0.61656 | 26.5845 | 13.4247 | 9.6486 | -6.4797 | 26.895 | 12.9552 | 9.3112 | -8.3783 | 26.8849 | 12.677 | 9.1112 | -8.0245
RIBBLETON | PRESTON EAST | PENWORTHAM EAST / ROCHDALE | 356730 | 431506 | 29.5688 | 7.9592 | 5.8061 | 18.0587 | 29.6736 | 7.8296 | 5.7116 | 17.4489 | 29.7257 | 7.62 | 5.5587 | 16.0853 | 29.7981 | 7.4362 | 5.4246 | 14.9752 | 29.8665 | 6.9968 | 5.104 | 12.1319 | 29.9434 | 6.5627 | 4.7874 | 9.3941 | 30.0315 | 6.5095 | 4.7486 | 9.2657 | 30.1373 | 6.4304 | 4.6909 | 8.9732 | 30.2561 | 6.3482 | 4.6309 | 8.6529 | 30.3559 | 6.2697 | 4.5737 | 8.399 | 30.8358 | 5.9202 | 4.3187 | 7.0929 | 30.4659 | 6.2284 | 4.5435 | 8.32 | 31.5691 | 5.2796 | 3.8514 | 3.3554 | 32.1439 | 6.4083 | 4.6748 | 0.21313 | 32.7673 | 7.6045 | 5.5474 | -2.1883 | 29.56 | 7.9592 | 5.8061 | 18.0587 | 29.6795 | 7.861 | 5.7345 | 17.5758 | 29.6967 | 7.762 | 5.6623 | 16.9091 | 29.7337 | 7.6853 | 5.6064 | 16.4177 | 29.7676 | 7.4646 | 5.4453 | 14.9692 | 29.8018 | 7.2562 | 5.2933 | 13.6303 | 29.8578 | 7.2338 | 5.277 | 13.5627 | 29.9369 | 7.1742 | 5.2335 | 13.2791 | 30.0405 | 7.1034 | 5.1818 | 12.9415 | 30.0849 | 7.0706 | 5.1579 | 12.7712 | 30.3393 | 6.975 | 5.0882 | 12.3175 | 30.1369 | 7.0571 | 5.148 | 12.721 | 30.7203 | 6.904 | 5.0364 | 11.6913 | 31.1717 | 8.125 | 5.9271 | 11.1421 | 31.5724 | 9.2411 | 6.7413 | 10.806 | 29.5688 | 7.9592 | 5.8061 | 18.0587 | 29.6749 | 7.8667 | 5.7386 | 17.6152 | 29.7275 | 7.6759 | 5.5995 | 16.3113 | 29.8006 | 7.4995 | 5.4708 | 15.2372 | 29.8751 | 7.0691 | 5.1568 | 12.4516 | 29.9552 | 6.6513 | 4.8521 | 9.8058 | 30.0458 | 6.6174 | 4.8273 | 9.7836 | 30.1457 | 6.5485 | 4.777 | 9.5796 | 30.2653 | 6.4785 | 4.726 | 9.3157 | 30.3596 | 6.4068 | 4.6737 | 9.09 | 30.7704 | 6.1721 | 4.5025 | 8.4837 | 30.4582 | 6.362 | 4.641 | 9.0143 | 31.2405 | 6.0338 | 4.4016 | 7.718 | 31.7028 | 7.6219 | 5.5601 | 7.0794 | 32.0758 | 9.2218 | 6.7272 | 6.8005 | 29.5724 | 7.9592 | 5.8061 | 18.0587 | 29.6773 | 7.8143 | 5.7004 | 17.4025 | 29.7334 | 7.5995 | 5.5438 | 16.0507 | 29.8184 | 7.4122 | 5.4071 | 14.9605 | 29.9159 | 6.9649 | 5.0808 | 12.1372 | 30.0486 | 6.5135 | 4.7515 | 9.423 | 30.2051 | 6.4469 | 4.7029 | 9.3298 | 30.3797 | 6.3555 | 4.6363 | 9.0841 | 30.5833 | 6.2427 | 4.5539 | 8.7921 | 30.7674 | 6.1388 | 4.4782 | 8.5369 | 31.7072 | 5.6889 | 4.15 | 7.0765 | 30.9671 | 6.0173 | 4.3895 | 8.4477 | 30.2654 | 4.9094 | 3.5813 | 3.1738 | 33.8877 | 6.0396 | 4.4058 | 0.052065 | 34.274 | 7.2738 | 5.3062 | -1.9828 | 29.5724 | 7.9592 | 5.8061 | 18.0587 | 29.6675 | 7.8142 | 5.7004 | 17.406 | 29.7129 | 7.6097 | 5.5512 | 16.0882 | 29.7972 | 7.4192 | 5.4122 | 15.0181 | 29.9206 | 6.9638 | 5.08 | 12.2037 | 30.0806 | 6.5213 | 4.7572 | 9.5079 | 30.2698 | 6.4616 | 4.7136 | 9.4214 | 30.4876 | 6.3515 | 4.6333 | 9.0951 | 30.7788 | 6.1577 | 4.4919 | 8.2252 | 31.0602 | 5.9678 | 4.3534 | 7.3543 | 32.2404 | 5.6659 | 4.1332 | 4.1426 | 31.3516 | 5.7733 | 4.2116 | 6.6469 | 30.6824 | 4.977 | 3.6306 | 0.51649 | 34.0756 | 7.4204 | 5.413 | -1.6614 | 34.1536 | 7.343 | 5.3566 | -1.3696
RINGLEY | KEARSLEY LOCAL | KEARSLEY | 376120 | 405531 | 19.1054 | 12.408 | 8.9178 | 19.1054 | 19.1552 | 12.2998 | 8.8401 | 19.1552 | 19.1957 | 12.2349 | 8.7934 | 19.1957 | 19.2512 | 12.1773 | 8.7521 | 19.0999 | 19.3083 | 12.1103 | 8.7039 | 18.8782 | 19.3729 | 12.0344 | 8.6493 | 18.7249 | 19.4414 | 12.0095 | 8.6315 | 18.6523 | 19.512 | 11.9547 | 8.5921 | 18.4768 | 19.5925 | 11.9157 | 8.564 | 18.3353 | 19.6529 | 11.8621 | 8.5256 | 18.1771 | 19.9011 | 11.5575 | 8.3066 | 17.2773 | 19.7145 | 11.8104 | 8.4884 | 18.0691 | 20.2211 | 10.8874 | 7.825 | 14.7495 | 20.4517 | 10.3113 | 7.411 | 12.5387 | 20.672 | 9.8515 | 7.0805 | 10.8911 | 19.1012 | 12.408 | 8.9178 | 19.1012 | 19.1569 | 12.4391 | 8.9402 | 19.1569 | 19.1657 | 12.4091 | 8.9186 | 19.1657 | 19.1883 | 12.3924 | 8.9066 | 19.1883 | 19.2102 | 12.3764 | 8.8952 | 19.2102 | 19.2326 | 12.3663 | 8.8879 | 19.2326 | 19.2687 | 12.3484 | 8.875 | 19.2687 | 19.3195 | 12.3167 | 8.8522 | 19.3195 | 19.3793 | 12.2914 | 8.834 | 19.3793 | 19.4004 | 12.2683 | 8.8174 | 19.4004 | 19.5049 | 12.1862 | 8.7585 | 19.5049 | 19.4231 | 12.2533 | 8.8067 | 19.4231 | 19.6506 | 12.0932 | 8.6916 | 19.391 | 19.8033 | 12.0699 | 8.6749 | 19.2341 | 19.9356 | 12.0036 | 8.6272 | 19.1586 | 19.1054 | 12.408 | 8.9178 | 19.1054 | 19.1555 | 12.4353 | 8.9375 | 19.1555 | 19.1963 | 12.4127 | 8.9212 | 19.1963 | 19.252 | 12.3714 | 8.8915 | 19.252 | 19.3108 | 12.3135 | 8.8499 | 19.3108 | 19.3764 | 12.2518 | 8.8056 | 19.3764 | 19.4455 | 12.2027 | 8.7703 | 19.4455 | 19.5144 | 12.1692 | 8.7462 | 19.5144 | 19.5951 | 12.1338 | 8.7208 | 19.4795 | 19.654 | 12.089 | 8.6886 | 19.3342 | 19.8809 | 11.8944 | 8.5487 | 18.9219 | 19.7123 | 12.0445 | 8.6566 | 19.2259 | 20.1155 | 11.6641 | 8.3832 | 18.5172 | 20.3033 | 11.4832 | 8.2532 | 18.2697 | 20.4392 | 11.3162 | 8.1332 | 18.2195 | 19.1071 | 12.408 | 8.9178 | 19.1071 | 19.1574 | 12.1983 | 8.7672 | 19.0432 | 19.2033 | 12.0853 | 8.686 | 18.7447 | 19.2713 | 11.9997 | 8.6244 | 18.655 | 19.3503 | 11.8793 | 8.5379 | 18.4314 | 19.4461 | 11.7764 | 8.4639 | 18.2822 | 19.5495 | 11.7363 | 8.4351 | 18.2205 | 19.6545 | 11.666 | 8.3846 | 18.054 | 19.7841 | 11.5838 | 8.3255 | 17.9078 | 19.889 | 11.5027 | 8.2672 | 17.7411 | 20.4055 | 11.1038 | 7.9805 | 16.8222 | 19.9952 | 11.429 | 8.2143 | 17.6278 | 21.0776 | 10.4056 | 7.4787 | 14.4438 | 21.4197 | 9.772 | 7.0233 | 12.4997 | 21.5642 | 9.4741 | 6.8092 | 11.1525 | 19.1071 | 12.408 | 8.9178 | 19.1071 | 19.1515 | 12.1943 | 8.7643 | 18.8402 | 19.1906 | 12.1189 | 8.7101 | 18.5255 | 19.2552 | 12.0493 | 8.6601 | 18.4371 | 19.3386 | 12.0048 | 8.6281 | 18.2104 | 19.4387 | 11.9325 | 8.5761 | 18.0679 | 19.555 | 11.8912 | 8.5464 | 18.0125 | 19.6841 | 11.7976 | 8.4792 | 17.784 | 19.8844 | 11.6309 | 8.3594 | 17.2263 | 20.0456 | 11.4476 | 8.2276 | 16.6352 | 20.6638 | 10.7955 | 7.7589 | 14.5558 | 20.2053 | 11.274 | 8.1028 | 16.0969 | 21.2475 | 10.1034 | 7.2615 | 12.3231 | 21.4809 | 9.6802 | 6.9574 | 10.9589 | 21.4921 | 9.6791 | 6.9566 | 11.21
RISLEY | - | BOLD | 365181 | 392989 | 8.723 | 1.4362 | 1.0322 | 8.723 | 6.2668 | 1.0318 | 0.74156 | 6.2668 | 4.8316 | 0.79549 | 0.57174 | 4.8316 | 3.7332 | 0.61465 | 0.44176 | 3.7332 | 2.1269 | 0.35018 | 0.25168 | 2.1269 | 1.1173 | 0.18395 | 0.13221 | 1.1173 | 2.6844 | 0.44197 | 0.31765 | 2.6844 | 2.6844 | 0.44197 | 0.31765 | 2.6844 | 2.6844 | 0.44197 | 0.31765 | 2.6844 | 2.6844 | 0.44197 | 0.31765 | 2.6844 | 2.6844 | 0.44197 | 0.31765 | 2.6844 | 2.6844 | 0.44197 | 0.31765 | 2.6844 | 2.6844 | 0.44197 | 0.31765 | 2.6844 | 2.6844 | 0.44197 | 0.31765 | 1.8106 | 2.6844 | 0.44197 | 0.31765 | -0.90503 | 8.723 | 1.4362 | 1.0322 | 8.723 | 8.298 | 1.3662 | 0.98191 | 8.298 | 8.0834 | 1.3309 | 0.95652 | 8.0834 | 7.7191 | 1.2709 | 0.91341 | 7.7191 | 7.5475 | 1.2426 | 0.89311 | 7.5475 | 7.6892 | 1.266 | 0.90988 | 7.6892 | 7.3959 | 1.2177 | 0.87517 | 7.3959 | 6.7557 | 1.1123 | 0.79942 | 6.7557 | 6.3074 | 1.0385 | 0.74637 | 6.3074 | 5.7129 | 0.94059 | 0.67602 | 5.7129 | 4.3645 | 0.71858 | 0.51646 | 4.3645 | 5.4964 | 0.90494 | 0.6504 | 5.4964 | 2.3074 | 0.3799 | 0.27304 | 2.3074 | 0.33292 | 0.054812 | 0.039394 | 0.33292 | 2.6844 | 0.44197 | 0.31765 | 2.6844 | 8.723 | 1.4362 | 1.0322 | 8.723 | 7.645 | 1.2587 | 0.90465 | 7.645 | 6.4264 | 1.0581 | 0.76045 | 6.4264 | 5.3512 | 0.88103 | 0.63321 | 5.3512 | 3.8223 | 0.62931 | 0.45229 | 3.8223 | 2.8751 | 0.47336 | 0.34021 | 2.8751 | 1.6416 | 0.27028 | 0.19426 | 1.6416 | 0.051743 | 0.008519 | 0.0061228 | 0.051743 | 2.6844 | 0.44197 | 0.31765 | 2.6844 | 2.6844 | 0.44197 | 0.31765 | 2.6844 | 2.6844 | 0.44197 | 0.31765 | 2.6844 | 2.6844 | 0.44197 | 0.31765 | 2.6844 | 2.6844 | 0.44197 | 0.31765 | 2.6844 | 2.6844 | 0.44197 | 0.31765 | 2.6844 | 2.6844 | 0.44197 | 0.31765 | 2.6844 | 8.723 | 1.4362 | 1.0322 | 8.723 | 5.1676 | 0.8508 | 0.61149 | 5.1676 | 3.5635 | 0.58671 | 0.42168 | 3.5635 | 2.2963 | 0.37806 | 0.27172 | 2.2963 | 0.44956 | 0.074017 | 0.053197 | 0.44956 | 2.6844 | 0.44197 | 0.31765 | 2.6844 | 2.6844 | 0.44197 | 0.31765 | 2.6844 | 2.6844 | 0.44197 | 0.31765 | 2.6844 | 2.6844 | 0.44197 | 0.31765 | 2.6844 | 2.6844 | 0.44197 | 0.31765 | 2.6844 | 2.6844 | 0.44197 | 0.31765 | 2.6844 | 2.6844 | 0.44197 | 0.31765 | 2.6844 | 2.6844 | 0.44197 | 0.31765 | 2.6844 | 2.6844 | 0.44197 | 0.31765 | 1.3494 | 2.6844 | 0.44197 | 0.31765 | -1.0075 | 8.723 | 1.4362 | 1.0322 | 8.723 | 4.731 | 0.77893 | 0.55983 | 4.731 | 2.9987 | 0.49371 | 0.35484 | 2.9987 | 1.494 | 0.24597 | 0.17679 | 1.494 | 2.6844 | 0.44197 | 0.31765 | 2.6844 | 2.6844 | 0.44197 | 0.31765 | 2.6844 | 2.6844 | 0.44197 | 0.31765 | 2.6844 | 2.6844 | 0.44197 | 0.31765 | 2.6844 | 2.6844 | 0.44197 | 0.31765 | 2.6844 | 2.6844 | 0.44197 | 0.31765 | 2.6844 | 2.6844 | 0.44197 | 0.31765 | 2.6844 | 2.6844 | 0.44197 | 0.31765 | 2.6844 | 2.6844 | 0.44197 | 0.31765 | 1.3226 | 2.6844 | 0.44197 | 0.31765 | -1.0156 | 2.6844 | 0.44197 | 0.31765 | -0.85129
ROBERT HALL ST | FREDERICK RD | KEARSLEY | 381359 | 397718 | 31.5727 | 9.416 | 6.8688 | 14.2038 | 31.6645 | 9.1452 | 6.6713 | 12.9639 | 31.8018 | 8.9301 | 6.5144 | 11.9991 | 31.9775 | 8.7698 | 6.3974 | 11.5065 | 32.1395 | 8.6166 | 6.2857 | 10.7681 | 32.2949 | 8.4717 | 6.18 | 10.0744 | 32.4548 | 8.3206 | 6.0698 | 9.431 | 32.6201 | 8.0999 | 5.9088 | 8.4889 | 32.7921 | 7.9109 | 5.7709 | 7.5207 | 32.9254 | 7.7562 | 5.658 | 6.7879 | 33.4077 | 7.2084 | 5.2584 | 4.5349 | 33.0538 | 7.6486 | 5.5796 | 6.3555 | 33.9145 | 6.5155 | 4.753 | 0.98102 | 34.2814 | 6.0567 | 4.4182 | -2.059 | 34.1364 | 5.5373 | 4.0394 | -4.5807 | 31.5692 | 9.416 | 6.8688 | 14.2038 | 31.6956 | 9.3021 | 6.7857 | 13.6468 | 31.7735 | 9.1603 | 6.6823 | 12.9896 | 31.8966 | 9.0572 | 6.6071 | 12.6457 | 32.0056 | 8.9171 | 6.5049 | 12.051 | 32.1046 | 8.7942 | 6.4152 | 11.5498 | 32.2402 | 8.6747 | 6.3281 | 10.9969 | 32.4151 | 8.5071 | 6.2058 | 10.0607 | 32.5965 | 8.3208 | 6.0699 | 9.0346 | 32.6817 | 8.1989 | 5.981 | 8.3589 | 33.0036 | 7.9113 | 5.7712 | 6.68 | 32.7648 | 8.1232 | 5.9257 | 7.9885 | 33.3718 | 7.6565 | 5.5853 | 4.8393 | 33.6533 | 7.5803 | 5.5298 | 3.2414 | 33.9039 | 7.3729 | 5.3784 | 1.8953 | 31.5727 | 9.416 | 6.8688 | 14.2038 | 31.6645 | 9.2828 | 6.7717 | 13.5917 | 31.8018 | 9.1111 | 6.6464 | 12.7472 | 31.9775 | 8.9807 | 6.5513 | 12.2637 | 32.1395 | 8.818 | 6.4326 | 11.5555 | 32.2949 | 8.6615 | 6.3184 | 10.905 | 32.4548 | 8.5001 | 6.2007 | 10.3065 | 32.6201 | 8.299 | 6.054 | 9.4064 | 32.7921 | 8.1095 | 5.9158 | 8.4553 | 32.9254 | 7.9464 | 5.7968 | 7.7146 | 33.4077 | 7.4763 | 5.4538 | 5.7619 | 33.0538 | 7.8482 | 5.7252 | 7.2663 | 33.9145 | 7.0883 | 5.1708 | 3.6803 | 34.2814 | 6.9204 | 5.0483 | 1.9742 | 34.5804 | 6.5645 | 4.7887 | 0.57975 | 31.5742 | 9.416 | 6.8688 | 14.2038 | 31.6566 | 9.0789 | 6.623 | 12.6496 | 31.7916 | 8.8679 | 6.469 | 11.6712 | 31.9681 | 8.7441 | 6.3787 | 11.2123 | 32.1352 | 8.531 | 6.2233 | 10.5076 | 32.2964 | 8.35 | 6.0912 | 9.8609 | 32.4622 | 8.2007 | 5.9823 | 9.2831 | 32.6319 | 8.002 | 5.8374 | 8.4135 | 32.8181 | 7.7881 | 5.6813 | 7.5032 | 32.9588 | 7.6014 | 5.5451 | 6.8282 | 33.4475 | 7.003 | 5.1086 | 4.7616 | 33.0911 | 7.4624 | 5.4437 | 6.4583 | 33.9585 | 6.2378 | 4.5504 | 1.4183 | 34.277 | 5.7676 | 4.2074 | -1.4145 | 32.3465 | 5.2469 | 3.8276 | -3.7392 | 31.5742 | 9.416 | 6.8688 | 14.2038 | 31.6415 | 9.0499 | 6.6018 | 12.4986 | 31.7566 | 8.8701 | 6.4706 | 11.5227 | 31.9117 | 8.7471 | 6.3809 | 11.1027 | 32.0563 | 8.5858 | 6.2632 | 10.4378 | 32.1942 | 8.4192 | 6.1417 | 9.8359 | 32.336 | 8.2696 | 6.0325 | 9.3023 | 32.4828 | 8.0607 | 5.8802 | 8.4452 | 32.6545 | 7.76 | 5.6608 | 7.259 | 32.8026 | 7.5069 | 5.4762 | 6.2779 | 33.3159 | 7.0301 | 5.1284 | 3.3106 | 32.9445 | 7.3841 | 5.3866 | 5.5866 | 33.8108 | 6.0385 | 4.405 | 0.13349 | 33.8085 | 5.4841 | 4.0006 | -2.2639 | 31.8752 | 5.1705 | 3.7718 | -3.3035
ROCHDALE CENTRAL | ROCHDALE CENTRAL | ROCHDALE | 389111 | 413393 | 4.262 | 0.69134 | 0.50433 | 4.262 | 2.5717 | 0.41715 | 0.30431 | 2.5717 | 2.2005 | 0.35694 | 0.26038 | 2.2005 | 0.78643 | 0.12757 | 0.093058 | 0.78643 | 0.30716 | 0.049825 | 0.036347 | 0.30716 | 2.6914 | 0.43658 | 0.31848 | 2.6914 | 2.6914 | 0.43658 | 0.31848 | 2.6914 | 2.6914 | 0.43658 | 0.31848 | 2.6914 | 2.6914 | 0.43658 | 0.31848 | 2.6914 | 2.6914 | 0.43658 | 0.31848 | 2.6914 | 2.6914 | 0.43658 | 0.31848 | 2.6914 | 2.6914 | 0.43658 | 0.31848 | 2.6914 | 2.6914 | 0.43658 | 0.31848 | 2.6914 | 2.6914 | 0.43658 | 0.31848 | 2.6914 | 2.6914 | 0.43658 | 0.31848 | 2.6914 | 4.262 | 0.69134 | 0.50433 | 4.262 | 3.2015 | 0.51931 | 0.37883 | 3.2015 | 3.7919 | 0.61509 | 0.4487 | 3.7919 | 3.5036 | 0.56832 | 0.41458 | 3.5036 | 2.8486 | 0.46207 | 0.33707 | 2.8486 | 2.1837 | 0.35421 | 0.25839 | 2.1837 | 1.707 | 0.27689 | 0.20199 | 1.707 | 0.70212 | 0.11389 | 0.083081 | 0.70212 | 2.6914 | 0.43658 | 0.31848 | 2.6914 | 2.6914 | 0.43658 | 0.31848 | 2.6914 | 2.6914 | 0.43658 | 0.31848 | 2.6914 | 2.6914 | 0.43658 | 0.31848 | 2.6914 | 2.6914 | 0.43658 | 0.31848 | 2.6914 | 2.6914 | 0.43658 | 0.31848 | 2.6914 | 2.6914 | 0.43658 | 0.31848 | 2.6914 | 4.262 | 0.69134 | 0.50433 | 4.262 | 2.839 | 0.46051 | 0.33594 | 2.839 | 2.7963 | 0.45358 | 0.33088 | 2.7963 | 2.5029 | 0.406 | 0.29617 | 2.5029 | 1.6325 | 0.2648 | 0.19317 | 1.6325 | 0.74683 | 0.12114 | 0.088373 | 0.74683 | 0.1523 | 0.024705 | 0.018022 | 0.1523 | 2.6914 | 0.43658 | 0.31848 | 2.6914 | 2.6914 | 0.43658 | 0.31848 | 2.6914 | 2.6914 | 0.43658 | 0.31848 | 2.6914 | 2.6914 | 0.43658 | 0.31848 | 2.6914 | 2.6914 | 0.43658 | 0.31848 | 2.6914 | 2.6914 | 0.43658 | 0.31848 | 2.6914 | 2.6914 | 0.43658 | 0.31848 | 2.6914 | 2.6914 | 0.43658 | 0.31848 | 2.6914 | 4.262 | 0.69134 | 0.50433 | 4.262 | 2.3383 | 0.37929 | 0.27669 | 2.3383 | 2.21 | 0.35849 | 0.26151 | 2.21 | 1.5947 | 0.25868 | 0.1887 | 1.5947 | 0.56476 | 0.091609 | 0.066828 | 0.56476 | 2.6914 | 0.43658 | 0.31848 | 2.6914 | 2.6914 | 0.43658 | 0.31848 | 2.6914 | 2.6914 | 0.43658 | 0.31848 | 2.6914 | 2.6914 | 0.43658 | 0.31848 | 2.6914 | 2.6914 | 0.43658 | 0.31848 | 2.6914 | 2.6914 | 0.43658 | 0.31848 | 2.6914 | 2.6914 | 0.43658 | 0.31848 | 2.6914 | 2.6914 | 0.43658 | 0.31848 | 2.6914 | 2.6914 | 0.43658 | 0.31848 | 2.6914 | 2.6914 | 0.43658 | 0.31848 | 2.6914 | 4.262 | 0.69134 | 0.50433 | 4.262 | 2.3049 | 0.37387 | 0.27274 | 2.3049 | 2.778 | 0.45062 | 0.32872 | 2.778 | 1.9105 | 0.30989 | 0.22606 | 1.9105 | 0.80407 | 0.13043 | 0.095145 | 0.80407 | 2.6914 | 0.43658 | 0.31848 | 2.6914 | 2.6914 | 0.43658 | 0.31848 | 2.6914 | 2.6914 | 0.43658 | 0.31848 | 2.6914 | 2.6914 | 0.43658 | 0.31848 | 2.6914 | 2.6914 | 0.43658 | 0.31848 | 2.6914 | 2.6914 | 0.43658 | 0.31848 | 2.6914 | 2.6914 | 0.43658 | 0.31848 | 2.6914 | 2.6914 | 0.43658 | 0.31848 | 2.6914 | 2.6914 | 0.43658 | 0.31848 | 2.6914 | 2.6914 | 0.43658 | 0.31848 | 2.6914
ROMAN RD | LOWER DARWEN | ROCHDALE | 369058 | 426505 | 30.2977 | 16.4565 | 12.0048 | 13.2951 | 30.2929 | 16.1598 | 11.7884 | 12.4312 | 30.3571 | 15.1895 | 11.0805 | 12.0025 | 30.4686 | 14.2299 | 10.3805 | 11.7004 | 30.564 | 13.4241 | 9.7927 | 11.3959 | 30.6566 | 13.3889 | 9.767 | 11.2097 | 30.7544 | 13.332 | 9.7255 | 11.1598 | 30.8595 | 13.2152 | 9.6403 | 10.9052 | 30.9742 | 13.1126 | 9.5655 | 10.618 | 31.0684 | 13.0464 | 9.5172 | 10.4555 | 31.4937 | 12.7075 | 9.27 | 9.2139 | 31.1686 | 13.008 | 9.4891 | 10.3294 | 32.1013 | 12.79 | 9.3301 | 6.503 | 32.5426 | 14.1438 | 10.3177 | 3.8791 | 32.9212 | 14.0153 | 10.224 | 2.1175 | 30.2932 | 16.4565 | 12.0048 | 13.2951 | 30.309 | 16.3599 | 11.9343 | 13.225 | 30.2649 | 15.8405 | 11.5554 | 13.3699 | 30.2731 | 15.273 | 11.1414 | 13.3553 | 30.2599 | 14.767 | 10.7723 | 13.3911 | 30.2301 | 14.279 | 10.4164 | 13.5682 | 30.2379 | 13.8435 | 10.0986 | 13.7456 | 30.2851 | 13.8028 | 10.069 | 13.6209 | 30.3685 | 13.7022 | 9.9956 | 13.4062 | 30.4044 | 13.7253 | 10.0124 | 13.4197 | 30.5923 | 13.7499 | 10.0304 | 13.1506 | 30.4476 | 13.7205 | 10.0089 | 13.2962 | 30.8404 | 14.2251 | 10.377 | 12.8985 | 31.0714 | 15.5407 | 11.3367 | 12.7657 | 31.2524 | 15.9569 | 11.6403 | 12.8038 | 30.2977 | 16.4565 | 12.0048 | 13.2951 | 30.2957 | 16.3481 | 11.9257 | 13.1871 | 30.3604 | 15.7583 | 11.4955 | 12.9222 | 30.4724 | 15.1514 | 11.0528 | 12.6449 | 30.5711 | 14.5877 | 10.6416 | 12.3711 | 30.6653 | 14.0276 | 10.233 | 12.2255 | 30.7607 | 13.5466 | 9.882 | 12.216 | 30.8604 | 13.4434 | 9.8068 | 12.0045 | 30.9733 | 13.3355 | 9.728 | 11.7272 | 31.0623 | 13.2734 | 9.6827 | 11.5906 | 31.4403 | 13.0352 | 9.509 | 10.8255 | 31.1543 | 13.2333 | 9.6535 | 11.4274 | 31.8559 | 13.5943 | 9.9168 | 10.2599 | 32.1822 | 15.3731 | 11.2144 | 9.7835 | 32.4149 | 15.7064 | 11.4576 | 9.7239 | 30.2996 | 16.4565 | 12.0048 | 13.2951 | 30.2929 | 16.1291 | 11.766 | 12.107 | 30.3571 | 15.4762 | 11.2897 | 11.6136 | 30.4749 | 14.9009 | 10.87 | 11.3972 | 30.59 | 14.2613 | 10.4034 | 11.1226 | 30.7078 | 13.672 | 9.9735 | 10.9336 | 30.8373 | 13.1302 | 9.5783 | 10.9011 | 30.9812 | 13.0394 | 9.512 | 10.7024 | 31.153 | 12.911 | 9.4184 | 10.4025 | 31.307 | 12.728 | 9.2849 | 10.1853 | 32.0628 | 12.2167 | 8.9119 | 8.9602 | 31.4742 | 12.6418 | 9.222 | 10.093 | 32.9447 | 12.299 | 8.972 | 6.492 | 33.4489 | 13.7303 | 10.0161 | 4.1978 | 33.6402 | 13.6537 | 9.9602 | 2.8452 | 30.2996 | 16.4565 | 12.0048 | 13.2951 | 30.286 | 16.1127 | 11.754 | 11.9429 | 30.3421 | 15.9096 | 11.6058 | 11.4346 | 30.4571 | 15.716 | 11.4646 | 11.2407 | 30.5868 | 15.5547 | 11.347 | 10.9735 | 30.7191 | 15.4022 | 11.2357 | 10.7997 | 30.8768 | 15.3625 | 11.2067 | 10.7853 | 31.0598 | 15.2546 | 11.128 | 10.5414 | 31.2948 | 14.9934 | 10.9375 | 9.7973 | 31.5107 | 14.8735 | 10.85 | 9.1407 | 32.3804 | 15.2693 | 11.1387 | 6.703 | 31.7303 | 14.7576 | 10.7654 | 8.6187 | 33.1633 | 14.3105 | 10.4393 | 4.2539 | 33.5145 | 13.8867 | 10.1302 | 2.535 | 33.534 | 13.7865 | 10.0571 | 2.998
ROMILEY | VERNON PARK | BREDBURY | 393626 | 390716 | 22.2957 | 11.4054 | 8.1973 | 7.8696 | 22.4813 | 11.0257 | 7.9244 | 6.7641 | 22.5838 | 10.7761 | 7.745 | 6.4329 | 22.7006 | 10.5239 | 7.5638 | 6.0749 | 22.8244 | 10.2419 | 7.361 | 5.7374 | 22.9637 | 9.9146 | 7.1258 | 5.0762 | 23.1216 | 9.7796 | 7.0288 | 4.7878 | 23.3002 | 9.6524 | 6.9374 | 4.5862 | 23.5049 | 9.4633 | 6.8014 | 4.1297 | 25.3858 | 9.0009 | 6.4691 | 2.0164 | 27.4898 | 8.1711 | 5.8727 | -2.1629 | 25.4876 | 8.9837 | 6.4567 | 1.7612 | 27.8989 | 6.6899 | 4.8082 | -8.7242 | 29.3741 | 6.1216 | 4.3997 | -15.5313 | 29.4037 | 6.1251 | 4.4023 | -19.1784 | 22.2689 | 11.4054 | 8.1973 | 7.8696 | 22.4711 | 11.1066 | 7.9825 | 6.9056 | 22.5292 | 10.9463 | 7.8673 | 6.8577 | 22.6126 | 10.7849 | 7.7514 | 6.7101 | 22.6858 | 10.5837 | 7.6067 | 6.567 | 22.7665 | 10.3228 | 7.4192 | 6.1494 | 22.8736 | 10.2511 | 7.3677 | 5.9837 | 23.0106 | 10.1768 | 7.3142 | 5.7333 | 23.1676 | 10.0452 | 7.2196 | 5.1901 | 23.219 | 9.9762 | 7.1701 | 4.9627 | 23.4212 | 9.6204 | 6.9144 | 4.0919 | 23.2681 | 9.9133 | 7.1249 | 4.7668 | 23.6629 | 9.3764 | 6.739 | 3.2192 | 23.8628 | 9.9725 | 7.1674 | 2.6694 | 24.0176 | 10.6815 | 7.677 | 2.4982 | 22.2957 | 11.4054 | 8.1973 | 7.8696 | 22.4815 | 11.1003 | 7.978 | 6.9683 | 22.5841 | 10.8736 | 7.8151 | 6.6938 | 22.7011 | 10.6498 | 7.6542 | 6.3885 | 22.8258 | 10.3696 | 7.4528 | 6.1371 | 22.9656 | 10.0512 | 7.224 | 5.631 | 23.124 | 9.9446 | 7.1474 | 5.5094 | 23.3016 | 9.8226 | 7.0597 | 5.4152 | 23.5064 | 9.6636 | 6.9454 | 5.0453 | 25.3864 | 9.1637 | 6.5862 | 2.9496 | 27.4782 | 8.6248 | 6.1988 | 0.15352 | 25.4863 | 9.1618 | 6.5848 | 2.6953 | 27.8382 | 8.2036 | 5.8961 | -0.83609 | 29.2887 | 8.5984 | 6.1799 | -2.6805 | 29.2699 | 9.3333 | 6.7081 | -2.5591 | 22.3012 | 11.4054 | 8.1973 | 7.8696 | 22.4929 | 10.9881 | 7.8974 | 6.7223 | 22.608 | 10.7615 | 7.7345 | 6.4301 | 22.7575 | 10.499 | 7.5459 | 6.1098 | 22.9337 | 10.204 | 7.3338 | 5.8192 | 23.1397 | 9.8031 | 7.0457 | 5.2431 | 25.2327 | 9.2523 | 6.6498 | 3.1853 | 25.3601 | 9.2658 | 6.6595 | 3.2669 | 25.5455 | 9.1785 | 6.5968 | 3.035 | 27.3103 | 8.7872 | 6.3155 | 1.2208 | 29.7582 | 7.6158 | 5.4736 | -2.5825 | 27.4242 | 8.6563 | 6.2215 | 1.1117 | 30.7007 | 5.9502 | 4.2765 | -8.8682 | 30.6796 | 5.6275 | 4.0446 | -13.6993 | 30.8099 | 5.6371 | 4.0515 | -17.0973 | 22.3012 | 11.4054 | 8.1973 | 7.8696 | 22.4713 | 10.9978 | 7.9043 | 6.7394 | 22.566 | 10.8146 | 7.7727 | 6.5015 | 22.7 | 10.5801 | 7.6041 | 6.207 | 27.2965 | 9.5626 | 6.8728 | 1.4762 | 27.1929 | 9.1876 | 6.6033 | 1.1997 | 27.144 | 9.1374 | 6.5672 | 1.3879 | 27.1669 | 9.1332 | 6.5642 | 1.4613 | 27.3931 | 8.8283 | 6.3451 | 0.20271 | 27.78 | 8.4551 | 6.0768 | -1.2753 | 28.9508 | 6.9808 | 5.0172 | -6.9073 | 27.9903 | 8.1144 | 5.8319 | -2.5728 | 29.6055 | 5.4829 | 3.9407 | -12.6555 | 29.6022 | 6.322 | 4.5437 | -15.9761 | 29.4496 | 6.2334 | 4.48 | -14.9574
ROSSALL | THORNTON | PENWORTHAM WEST / STANAH | 331916 | 445505 | -6.4664 | -6.4664 | -6.4664 | -6.4664 | -6.4262 | -6.4262 | -6.4262 | -6.4262 | -6.407 | -6.407 | -6.407 | -6.407 | -6.3872 | -6.3872 | -6.3872 | -6.3872 | -6.3646 | -6.3646 | -6.3646 | -6.3646 | -6.3391 | -6.3391 | -6.3391 | -6.3391 | -6.3107 | -6.3107 | -6.3107 | -6.3107 | -6.2783 | -6.2783 | -6.2783 | -6.2783 | -6.237 | -6.237 | -6.237 | -6.237 | -6.2029 | -6.2029 | -6.2029 | -6.2029 | -6.0686 | -6.0686 | -6.0686 | -6.0686 | -6.1689 | -6.1689 | -6.1689 | -6.1689 | -5.9083 | -5.9083 | -5.9083 | -5.9083 | -5.7907 | -5.7907 | -5.7907 | -5.7907 | -5.6994 | -5.6994 | -5.6994 | -5.6994 | -6.4633 | -6.4633 | -6.4633 | -6.4633 | -6.4245 | -6.4245 | -6.4245 | -6.4245 | -6.4133 | -6.4133 | -6.4133 | -6.4133 | -6.4014 | -6.4014 | -6.4014 | -6.4014 | -6.3861 | -6.3861 | -6.3861 | -6.3861 | -6.3689 | -6.3689 | -6.3689 | -6.3689 | -6.349 | -6.349 | -6.349 | -6.349 | -6.3257 | -6.3257 | -6.3257 | -6.3257 | -6.3006 | -6.3006 | -6.3006 | -6.3006 | -6.283 | -6.283 | -6.283 | -6.283 | -6.2095 | -6.2095 | -6.2095 | -6.2095 | -6.2655 | -6.2655 | -6.2655 | -6.2655 | -6.1179 | -6.1179 | -6.1179 | -6.1179 | -6.0346 | -6.0346 | -6.0346 | -6.0346 | -5.9636 | -5.9636 | -5.9636 | -5.9636 | -6.4664 | -6.4664 | -6.4664 | -6.4664 | -6.4261 | -6.4261 | -6.4261 | -6.4261 | -6.4069 | -6.4069 | -6.4069 | -6.4069 | -6.387 | -6.387 | -6.387 | -6.387 | -6.3639 | -6.3639 | -6.3639 | -6.3639 | -6.3382 | -6.3382 | -6.3382 | -6.3382 | -6.3095 | -6.3095 | -6.3095 | -6.3095 | -6.2776 | -6.2776 | -6.2776 | -6.2776 | -6.2362 | -6.2362 | -6.2362 | -6.2362 | -6.2026 | -6.2026 | -6.2026 | -6.2026 | -6.0744 | -6.0744 | -6.0744 | -6.0744 | -6.1695 | -6.1695 | -6.1695 | -6.1695 | -5.9384 | -5.9384 | -5.9384 | -5.9384 | -5.833 | -5.833 | -5.833 | -5.833 | -5.7658 | -5.7658 | -5.7658 | -5.7658 | -6.4666 | -6.4666 | -6.4666 | -6.4666 | -6.4142 | -6.4142 | -6.4142 | -6.4142 | -6.3893 | -6.3893 | -6.3893 | -6.3893 | -6.3606 | -6.3606 | -6.3606 | -6.3606 | -6.327 | -6.327 | -6.327 | -6.327 | -6.286 | -6.286 | -6.286 | -6.286 | -6.2394 | -6.2394 | -6.2394 | -6.2394 | -6.1907 | -6.1907 | -6.1907 | -6.1907 | -6.1324 | -6.1324 | -6.1324 | -6.1324 | -6.0862 | -6.0862 | -6.0862 | -6.0862 | -5.7859 | -5.7859 | -5.7859 | -5.7859 | -6.041 | -6.041 | -6.041 | -6.041 | -5.0711 | -5.0711 | -5.0711 | -5.0711 | -4.9026 | -4.9026 | -4.9026 | -4.9026 | -4.8675 | -4.8675 | -4.8675 | -4.8675 | -6.4666 | -6.4666 | -6.4666 | -6.4666 | -6.4152 | -6.4152 | -6.4152 | -6.4152 | -6.3903 | -6.3903 | -6.3903 | -6.3903 | -6.3592 | -6.3592 | -6.3592 | -6.3592 | -6.3216 | -6.3216 | -6.3216 | -6.3216 | -6.2783 | -6.2783 | -6.2783 | -6.2783 | -6.228 | -6.228 | -6.228 | -6.228 | -6.1646 | -6.1646 | -6.1646 | -6.1646 | -5.9905 | -5.9905 | -5.9905 | -5.9905 | -5.8282 | -5.8282 | -5.8282 | -5.8282 | -5.2012 | -5.2012 | -5.2012 | -5.2012 | -5.6679 | -5.6679 | -5.6679 | -5.6679 | -4.9555 | -4.9555 | -4.9555 | -4.9555 | -4.883 | -4.883 | -4.883 | -4.883 | -4.8845 | -4.8845 | -4.8845 | -4.8845
ROYTON | ROYTON | WHITEGATE | 392426 | 407533 | 30.1874 | 12.8288 | 9.3584 | 16.5207 | 30.3699 | 12.6267 | 9.211 | 15.4558 | 30.46 | 12.5261 | 9.1376 | 15.0726 | 30.5674 | 12.4113 | 9.0539 | 14.8016 | 30.6718 | 12.3164 | 8.9847 | 14.443 | 30.7867 | 12.2536 | 8.9389 | 14.1648 | 30.9173 | 12.1577 | 8.8688 | 13.7802 | 31.0624 | 12.0415 | 8.7841 | 13.3811 | 31.2269 | 11.9469 | 8.7151 | 13.0486 | 31.3501 | 11.8583 | 8.6504 | 12.7387 | 31.795 | 11.3448 | 8.2759 | 10.4786 | 31.4677 | 11.772 | 8.5875 | 12.455 | 32.2556 | 10.4253 | 7.6051 | 4.8268 | 32.5423 | 9.8691 | 7.1994 | 0.18017 | 32.7118 | 9.1772 | 6.6947 | -3.2249 | 30.1796 | 12.8288 | 9.3584 | 16.5207 | 30.3758 | 12.6616 | 9.2364 | 15.5638 | 30.4207 | 12.6125 | 9.2006 | 15.3722 | 30.4809 | 12.5632 | 9.1647 | 15.2524 | 30.5417 | 12.4987 | 9.1177 | 15.0394 | 30.6019 | 12.452 | 9.0836 | 14.9213 | 30.6823 | 12.381 | 9.0318 | 14.6395 | 30.7866 | 12.2977 | 8.971 | 14.2173 | 30.8845 | 12.2141 | 8.91 | 13.832 | 30.9458 | 12.1635 | 8.8731 | 13.6068 | 31.1805 | 11.9867 | 8.7441 | 12.7023 | 31.0052 | 12.1104 | 8.8344 | 13.3805 | 31.4345 | 11.9791 | 8.7386 | 11.8322 | 31.6261 | 12.1517 | 8.8645 | 11.2812 | 31.775 | 12.0979 | 8.8252 | 10.9043 | 30.1874 | 12.8288 | 9.3584 | 16.5207 | 30.3713 | 12.6619 | 9.2367 | 15.6166 | 30.4616 | 12.5813 | 9.1779 | 15.287 | 30.5687 | 12.5055 | 9.1226 | 15.0604 | 30.6737 | 12.405 | 9.0493 | 14.7742 | 30.7889 | 12.3477 | 9.0075 | 14.6099 | 30.9181 | 12.2676 | 8.9491 | 14.3629 | 31.0613 | 12.1748 | 8.8814 | 14.0698 | 31.2246 | 12.0788 | 8.8113 | 13.7961 | 31.3461 | 11.9942 | 8.7496 | 13.5099 | 31.7792 | 11.6901 | 8.5277 | 12.3817 | 31.4614 | 11.9123 | 8.6899 | 13.2245 | 32.1907 | 11.5916 | 8.4559 | 11.3288 | 32.4466 | 11.7588 | 8.5779 | 10.6914 | 32.5856 | 11.5467 | 8.4232 | 10.4054 | 30.1894 | 12.8288 | 9.3584 | 16.5207 | 30.3755 | 12.5896 | 9.1839 | 15.4165 | 30.4763 | 12.4917 | 9.1125 | 15.0567 | 30.6057 | 12.3698 | 9.0236 | 14.8131 | 30.7461 | 12.242 | 8.9304 | 14.4857 | 30.9059 | 12.1153 | 8.8379 | 14.2637 | 31.0839 | 11.9862 | 8.7437 | 13.9613 | 31.272 | 11.8658 | 8.6559 | 13.6633 | 31.5017 | 11.7823 | 8.595 | 13.4115 | 31.6755 | 11.6763 | 8.5177 | 13.1566 | 32.2933 | 11.0254 | 8.0429 | 11.0652 | 31.8368 | 11.5676 | 8.4384 | 12.9319 | 32.9955 | 10.0133 | 7.3046 | 5.5915 | 33.434 | 9.4047 | 6.8606 | 1.1012 | 33.6914 | 8.7588 | 6.3894 | -2.1349 | 30.1894 | 12.8288 | 9.3584 | 16.5207 | 30.3567 | 12.6133 | 9.2012 | 15.439 | 30.4355 | 12.5633 | 9.1647 | 15.1329 | 30.5514 | 12.4682 | 9.0954 | 14.9214 | 30.6782 | 12.3574 | 9.0145 | 14.6342 | 30.8252 | 12.2316 | 8.9228 | 14.4649 | 30.9943 | 12.1764 | 8.8825 | 14.2108 | 31.1965 | 12.0686 | 8.8039 | 13.7979 | 31.4659 | 11.8175 | 8.6207 | 12.6289 | 31.6752 | 11.5649 | 8.4365 | 11.4178 | 32.3805 | 11.2442 | 8.2025 | 6.6669 | 31.8678 | 11.3404 | 8.2727 | 10.2133 | 33.0447 | 9.8881 | 7.2132 | 1.595 | 33.3857 | 9.131 | 6.6609 | -1.538 | 33.4466 | 9.0621 | 6.6107 | -1.184
SALE | SALE | CARRINGTON | 378952 | 392177 | 30.4324 | 9.0415 | 6.5956 | 15.5563 | 30.5373 | 8.7259 | 6.3654 | 14.0843 | 30.6398 | 8.6307 | 6.296 | 13.856 | 30.7677 | 8.4929 | 6.1954 | 13.5616 | 30.8983 | 8.2983 | 6.0535 | 12.9231 | 31.0383 | 8.1404 | 5.9383 | 12.5105 | 31.1934 | 8.0249 | 5.854 | 12.4515 | 31.3627 | 7.8592 | 5.7332 | 11.6883 | 31.548 | 7.7608 | 5.6614 | 11.4084 | 31.6667 | 7.6682 | 5.5938 | 11.141 | 32.0721 | 7.1518 | 5.2172 | 9.4916 | 31.7788 | 7.5913 | 5.5377 | 11.005 | 32.4406 | 6.1686 | 4.4999 | 5.2031 | 32.6538 | 5.5213 | 4.0277 | 1.6951 | 31.1944 | 5.06 | 3.6912 | -0.84531 | 30.4102 | 9.0415 | 6.5956 | 15.5563 | 30.5402 | 8.9075 | 6.4979 | 14.9355 | 30.5956 | 8.8984 | 6.4913 | 15.086 | 30.6759 | 8.842 | 6.4501 | 15.0126 | 30.7582 | 8.7303 | 6.3687 | 14.6113 | 30.8451 | 8.6526 | 6.3119 | 14.4229 | 30.9623 | 8.6031 | 6.2759 | 14.4345 | 31.1013 | 8.4455 | 6.1609 | 13.6778 | 31.262 | 8.358 | 6.0971 | 13.2836 | 31.3268 | 8.3126 | 6.0639 | 13.1164 | 31.5132 | 8.1352 | 5.9345 | 12.4724 | 31.3889 | 8.2789 | 6.0393 | 13.0163 | 31.6825 | 7.9271 | 5.7827 | 11.7161 | 31.8073 | 7.937 | 5.79 | 11.2316 | 31.8961 | 7.9738 | 5.8167 | 10.8786 | 30.4324 | 9.0415 | 6.5956 | 15.5563 | 30.5373 | 8.8815 | 6.4789 | 14.8358 | 30.6399 | 8.803 | 6.4217 | 14.7138 | 30.7679 | 8.6884 | 6.338 | 14.4648 | 30.8988 | 8.5104 | 6.2082 | 13.9219 | 31.0389 | 8.3691 | 6.1051 | 13.6229 | 31.1942 | 8.2691 | 6.0322 | 13.6653 | 31.3631 | 8.1252 | 5.9272 | 13.0414 | 31.5485 | 8.0391 | 5.8644 | 12.8346 | 31.6669 | 7.9543 | 5.8025 | 12.6117 | 32.0683 | 7.6066 | 5.5489 | 11.8136 | 31.7784 | 7.8825 | 5.7502 | 12.4841 | 32.4208 | 7.2749 | 5.3069 | 10.898 | 32.626 | 7.1716 | 5.2316 | 10.2204 | 32.7406 | 7.1737 | 5.2331 | 9.9435 | 30.4381 | 9.0415 | 6.5956 | 15.5563 | 30.5417 | 8.6426 | 6.3047 | 13.6942 | 30.6542 | 8.5434 | 6.2323 | 13.4683 | 30.8048 | 8.405 | 6.1313 | 13.2114 | 30.9704 | 8.1768 | 5.9649 | 12.609 | 31.1475 | 8.0152 | 5.847 | 12.2671 | 31.3403 | 7.944 | 5.7951 | 12.3144 | 31.5442 | 7.774 | 5.671 | 11.672 | 31.7952 | 7.6628 | 5.5899 | 11.4907 | 31.9602 | 7.5559 | 5.5119 | 11.286 | 32.5279 | 7.001 | 5.1071 | 9.868 | 32.1103 | 7.4805 | 5.4569 | 11.2166 | 33.0991 | 6.0197 | 4.3913 | 5.9115 | 33.1212 | 5.3726 | 3.9192 | 2.65 | 30.7908 | 4.9946 | 3.6435 | 0.45217 | 30.4381 | 9.0415 | 6.5956 | 15.5563 | 30.5221 | 8.6174 | 6.2863 | 13.5236 | 30.6121 | 8.5336 | 6.2252 | 13.3241 | 30.7406 | 8.4162 | 6.1395 | 13.1112 | 30.8845 | 8.1965 | 5.9793 | 12.554 | 31.0393 | 8.0283 | 5.8565 | 12.2672 | 31.21 | 7.9503 | 5.7996 | 12.3676 | 31.3965 | 7.7433 | 5.6486 | 11.7034 | 31.6576 | 7.4754 | 5.4532 | 10.8596 | 31.8557 | 7.1863 | 5.2423 | 9.9472 | 32.519 | 6.2027 | 4.5248 | 6.5369 | 32.041 | 6.9556 | 5.074 | 9.1642 | 30.9806 | 5.0254 | 3.6659 | 2.8425 | 28.9768 | 4.7003 | 3.4288 | 0.46836 | 28.5021 | 4.6233 | 3.3726 | 0.9151
SALE MOOR | SALE | CARRINGTON | 379671 | 391133 | 11.7318 | 11.7318 | 11.7318 | 2.6629 | 11.8364 | 11.8364 | 11.8364 | 2.1101 | 11.8992 | 11.8992 | 11.8992 | 1.9288 | 11.9759 | 11.9759 | 11.9759 | 1.8724 | 12.0603 | 12.0603 | 12.0603 | 1.6197 | 12.1563 | 12.1563 | 12.1563 | 1.3807 | 12.2669 | 12.2669 | 12.2669 | 1.2047 | 12.3901 | 12.3901 | 12.3901 | 0.91021 | 12.5282 | 12.5282 | 12.5282 | 0.68876 | 12.6188 | 12.6188 | 12.6188 | 0.51233 | 12.8792 | 12.8792 | 12.8792 | -0.8623 | 12.6973 | 12.6973 | 12.6973 | 0.34562 | 13.1014 | 13.1014 | 13.1014 | -4.5457 | 13.2191 | 13.2191 | 13.2191 | -7.5645 | 13.2655 | 13.2655 | 13.2655 | -9.8087 | 11.7201 | 11.7201 | 11.7201 | 2.6629 | 11.829 | 11.829 | 11.829 | 2.1812 | 11.8472 | 11.8472 | 11.8472 | 2.1488 | 11.8806 | 11.8806 | 11.8806 | 2.2164 | 11.9164 | 11.9164 | 11.9164 | 2.0968 | 11.9552 | 11.9552 | 11.9552 | 1.9341 | 12.0112 | 12.0112 | 12.0112 | 1.8599 | 12.0872 | 12.0872 | 12.0872 | 1.6064 | 12.1716 | 12.1716 | 12.1716 | 1.3715 | 12.2162 | 12.2162 | 12.2162 | 1.2661 | 12.3874 | 12.3874 | 12.3874 | 0.8649 | 12.2596 | 12.2596 | 12.2596 | 1.1904 | 12.5124 | 12.5124 | 12.5124 | 0.45609 | 12.5893 | 12.5893 | 12.5893 | 0.27703 | 12.6229 | 12.6229 | 12.6229 | 0.1847 | 11.7318 | 11.7318 | 11.7318 | 2.6629 | 11.8371 | 11.8371 | 11.8371 | 2.2088 | 11.9 | 11.9 | 11.9 | 2.0598 | 11.9767 | 11.9767 | 11.9767 | 2.0423 | 12.0611 | 12.0611 | 12.0611 | 1.8552 | 12.157 | 12.157 | 12.157 | 1.7156 | 12.2663 | 12.2663 | 12.2663 | 1.6397 | 12.3886 | 12.3886 | 12.3886 | 1.419 | 12.5258 | 12.5258 | 12.5258 | 1.2584 | 12.6156 | 12.6156 | 12.6156 | 1.1132 | 12.8746 | 12.8746 | 12.8746 | 0.50494 | 12.6942 | 12.6942 | 12.6942 | 0.95694 | 13.0874 | 13.0874 | 13.0874 | -0.055679 | 13.193 | 13.193 | 13.193 | -0.29931 | 13.2327 | 13.2327 | 13.2327 | -0.33861 | 11.7368 | 11.7368 | 11.7368 | 2.6629 | 11.8437 | 11.8437 | 11.8437 | 2.0938 | 11.9172 | 11.9172 | 11.9172 | 1.9303 | 12.0156 | 12.0156 | 12.0156 | 1.8953 | 12.1324 | 12.1324 | 12.1324 | 1.6673 | 12.263 | 12.263 | 12.263 | 1.4688 | 12.4077 | 12.4077 | 12.4077 | 1.3456 | 12.563 | 12.563 | 12.563 | 1.1132 | 12.7288 | 12.7288 | 12.7288 | 0.94503 | 12.834 | 12.834 | 12.834 | 0.79872 | 13.2055 | 13.2055 | 13.2055 | -0.46055 | 12.9284 | 12.9284 | 12.9284 | 0.66819 | 13.6186 | 13.6186 | 13.6186 | -3.8892 | 13.8465 | 13.8465 | 13.8465 | -6.7539 | 13.9772 | 13.9772 | 13.9772 | -8.8867 | 11.7368 | 11.7368 | 11.7368 | 2.6629 | 11.8312 | 11.8312 | 11.8312 | 2.1095 | 11.8902 | 11.8902 | 11.8902 | 1.9864 | 11.9749 | 11.9749 | 11.9749 | 1.9671 | 12.0784 | 12.0784 | 12.0784 | 1.7647 | 12.1968 | 12.1968 | 12.1968 | 1.6151 | 12.3307 | 12.3307 | 12.3307 | 1.4965 | 12.4814 | 12.4814 | 12.4814 | 1.1979 | 12.675 | 12.675 | 12.675 | 0.43149 | 12.8152 | 12.8152 | 12.8152 | -0.33822 | 13.2806 | 13.2806 | 13.2806 | -3.3884 | 12.946 | 12.946 | 12.946 | -1.1086 | 13.6651 | 13.6651 | 13.6651 | -6.7525 | 13.8419 | 13.8419 | 13.8419 | -8.7167 | 13.8402 | 13.8402 | 13.8402 | -8.316
SALFORD QUAYS | FREDERICK RD | KEARSLEY | 380334 | 397555 | 31.2408 | 14.5208 | 10.5927 | 18.0116 | 31.241 | 14.2107 | 10.3665 | 16.418 | 31.3447 | 14.1129 | 10.2951 | 16.0993 | 31.4899 | 13.9975 | 10.211 | 15.6953 | 31.5933 | 13.8775 | 10.1234 | 15.1382 | 31.6841 | 13.7972 | 10.0649 | 14.8121 | 31.7763 | 13.6764 | 9.9768 | 14.3146 | 31.8714 | 13.5522 | 9.8861 | 13.8093 | 31.9687 | 13.411 | 9.7831 | 13.166 | 32.0495 | 13.3129 | 9.7116 | 12.6394 | 32.3523 | 13.0087 | 9.4896 | 11.5769 | 32.1283 | 13.2679 | 9.6787 | 12.4814 | 32.6826 | 12.5394 | 9.1473 | 9.8016 | 32.9116 | 12.1599 | 8.8705 | 8.2023 | 33.0964 | 11.8225 | 8.6243 | 6.9488 | 31.2352 | 14.5208 | 10.5927 | 18.0116 | 31.2489 | 14.4035 | 10.5072 | 17.3861 | 31.249 | 14.3817 | 10.4912 | 17.4264 | 31.2947 | 14.3125 | 10.4408 | 17.2281 | 31.3167 | 14.2301 | 10.3807 | 16.9115 | 31.3017 | 14.1833 | 10.3465 | 16.8216 | 31.3173 | 14.1095 | 10.2927 | 16.5031 | 31.3655 | 14.0259 | 10.2317 | 16.0826 | 31.4375 | 13.9158 | 10.1514 | 15.482 | 31.4766 | 13.8244 | 10.0847 | 15.0395 | 31.6287 | 13.7302 | 10.016 | 14.5322 | 31.5152 | 13.8164 | 10.0789 | 14.9586 | 31.7954 | 13.6311 | 9.9437 | 14.0934 | 31.9262 | 13.5814 | 9.9075 | 13.6179 | 32.0323 | 13.4581 | 9.8175 | 13.176 | 31.2408 | 14.5208 | 10.5927 | 18.0116 | 31.2411 | 14.3541 | 10.4711 | 17.1426 | 31.3449 | 14.2903 | 10.4246 | 16.9254 | 31.4902 | 14.1937 | 10.3541 | 16.5275 | 31.5942 | 14.0704 | 10.2642 | 15.9895 | 31.6853 | 13.9804 | 10.1985 | 15.6716 | 31.7779 | 13.8522 | 10.105 | 15.1923 | 31.8723 | 13.7391 | 10.0225 | 14.697 | 31.9697 | 13.6086 | 9.9273 | 14.0593 | 32.0499 | 13.4787 | 9.8325 | 13.5286 | 32.3448 | 13.2417 | 9.6596 | 12.6867 | 32.1274 | 13.4518 | 9.8129 | 13.3641 | 32.643 | 13.0208 | 9.4985 | 11.9265 | 32.8559 | 12.8193 | 9.3515 | 11.3018 | 33.0091 | 12.5393 | 9.1472 | 10.8544 | 31.2434 | 14.5208 | 10.5927 | 18.0116 | 31.2378 | 14.1243 | 10.3035 | 15.9258 | 31.3414 | 14.0295 | 10.2343 | 15.5647 | 31.4747 | 13.9293 | 10.1612 | 15.1825 | 31.5775 | 13.7679 | 10.0435 | 14.6367 | 31.6706 | 13.6752 | 9.9759 | 14.333 | 31.7675 | 13.5361 | 9.8744 | 13.855 | 31.866 | 13.4302 | 9.7972 | 13.3762 | 31.9727 | 13.2911 | 9.6957 | 12.751 | 32.06 | 13.1504 | 9.593 | 12.2425 | 32.4123 | 12.8281 | 9.3579 | 11.2675 | 32.1451 | 13.074 | 9.5373 | 12.1043 | 32.7463 | 12.3482 | 9.0078 | 9.6678 | 32.9347 | 11.9684 | 8.7308 | 8.28 | 33.0188 | 11.6579 | 8.5043 | 7.2973 | 31.2434 | 14.5208 | 10.5927 | 18.0116 | 31.2319 | 14.0782 | 10.2698 | 15.6804 | 31.3282 | 14.0007 | 10.2133 | 15.2992 | 31.4555 | 13.894 | 10.1354 | 14.9336 | 31.5541 | 13.7827 | 10.0543 | 14.4 | 31.6429 | 13.6854 | 9.9833 | 14.1132 | 31.7365 | 13.5596 | 9.8915 | 13.6492 | 31.8374 | 13.4215 | 9.7908 | 13.1674 | 31.9624 | 13.1883 | 9.6207 | 12.3415 | 32.0635 | 13.022 | 9.4993 | 11.6228 | 32.4109 | 12.5228 | 9.1352 | 10.0365 | 32.1562 | 12.9243 | 9.4281 | 11.274 | 32.7315 | 11.9493 | 8.7168 | 8.4858 | 32.8817 | 11.576 | 8.4445 | 7.352 | 32.9199 | 11.4856 | 8.3786 | 7.1766
SAMLESBURY ENTERPRISE ZONE | PRESTON EAST | PENWORTHAM EAST / ROCHDALE | 362105 | 431439 | 27.5 | 19.1632 | 13.7729 | 26.5 | 27.5 | 19.1041 | 13.7305 | 26.5 | 27.5 | 18.8729 | 13.5643 | 26.5 | 27.5 | 18.6501 | 13.4042 | 26.5 | 27.5 | 18.4665 | 13.2722 | 26.5 | 27.5 | 18.4622 | 13.2691 | 26.5 | 27.5 | 18.4037 | 13.2271 | 26.5 | 27.5 | 18.3586 | 13.1947 | 26.5 | 27.5 | 18.3194 | 13.1665 | 26.5 | 27.5 | 18.3249 | 13.1704 | 26.5 | 27.5 | 18.1463 | 13.0421 | 26.5 | 27.5 | 18.2723 | 13.1326 | 26.5 | 27.5 | 17.7549 | 12.7608 | 26.5 | 27.5 | 17.7039 | 12.7241 | 26.5 | 27.5 | 17.6526 | 12.6873 | 26.5 | 27.5 | 19.1632 | 13.7729 | 26.5 | 27.5 | 19.1379 | 13.7548 | 26.5 | 27.5 | 19.0046 | 13.659 | 26.5 | 27.5 | 18.8741 | 13.5652 | 26.5 | 27.5 | 18.7499 | 13.476 | 26.5 | 27.5 | 18.6191 | 13.3819 | 26.5 | 27.5 | 18.4889 | 13.2883 | 26.5 | 27.5 | 18.469 | 13.274 | 26.5 | 27.5 | 18.4737 | 13.2774 | 26.5 | 27.5 | 18.4888 | 13.2883 | 26.5 | 27.5 | 18.442 | 13.2546 | 26.5 | 27.5 | 18.4829 | 13.284 | 26.5 | 27.5 | 18.4617 | 13.2688 | 26.5 | 27.5 | 18.3702 | 13.203 | 26.5 | 27.5 | 18.1638 | 13.0547 | 26.5 | 27.5 | 19.1632 | 13.7729 | 26.5 | 27.5 | 19.1344 | 13.7523 | 26.5 | 27.5 | 18.9722 | 13.6357 | 26.5 | 27.5 | 18.7216 | 13.4556 | 26.5 | 27.5 | 18.6571 | 13.4092 | 26.5 | 27.5 | 18.5765 | 13.3513 | 26.5 | 27.5 | 18.4254 | 13.2427 | 26.5 | 27.5 | 18.3839 | 13.2128 | 26.5 | 27.5 | 18.3451 | 13.185 | 26.5 | 27.5 | 18.3578 | 13.1941 | 26.5 | 27.5 | 18.1839 | 13.0691 | 26.5 | 27.5 | 18.3004 | 13.1528 | 26.5 | 27.5 | 17.742 | 12.7515 | 26.5 | 27.5 | 18.0015 | 12.9381 | 26.5 | 27.5 | 17.9679 | 12.9139 | 26.5 | 27.5 | 19.1632 | 13.7729 | 26.5 | 27.5 | 19.0902 | 13.7205 | 26.5 | 27.5 | 18.8955 | 13.5806 | 26.5 | 27.5 | 18.7447 | 13.4722 | 26.5 | 27.5 | 18.218 | 13.0936 | 26.5 | 27.5 | 18.0818 | 12.9958 | 26.5 | 27.5 | 17.8858 | 12.8549 | 26.5 | 27.5 | 17.7991 | 12.7926 | 26.5 | 27.5 | 17.665 | 12.6962 | 26.5 | 27.5 | 17.5047 | 12.581 | 26.5 | 27.5 | 17.5918 | 12.6436 | 26.5 | 27.5 | 17.5038 | 12.5803 | 26.5 | 27.5 | 17.361 | 12.4777 | 26.5 | 27.5 | 17.4292 | 12.5267 | 26.5 | 27.5 | 17.3559 | 12.474 | 26.5 | 27.5 | 19.1632 | 13.7729 | 26.5 | 27.5 | 19.085 | 13.7168 | 26.5 | 27.5 | 18.9769 | 13.6391 | 26.5 | 27.5 | 18.9522 | 13.6213 | 26.5 | 27.5 | 18.8741 | 13.5652 | 26.5 | 27.5 | 18.7709 | 13.491 | 26.5 | 27.5 | 18.649 | 13.4034 | 26.5 | 27.5 | 18.5092 | 13.3029 | 26.5 | 27.5 | 18.3927 | 13.2192 | 26.5 | 27.5 | 18.2558 | 13.1208 | 26.5 | 27.5 | 17.9079 | 12.8708 | 26.5 | 27.5 | 18.0836 | 12.9971 | 26.5 | 27.5 | 17.6899 | 12.7141 | 26.5 | 27.5 | 17.5139 | 12.5876 | 26.5 | 27.5 | 17.4446 | 12.5378 | 26.5
SANDGATE | BARROW & SANDGATE | HARKER / HUTTON | 321492 | 468870 | 29.6747 | 10.9976 | 7.9042 | 14.7875 | 29.8524 | 10.6386 | 7.6462 | 13.2858 | 29.9175 | 10.3339 | 7.4272 | 12.8408 | 30.0144 | 10.0388 | 7.2151 | 12.6509 | 30.1106 | 9.747 | 7.0054 | 12.2582 | 30.2131 | 9.4861 | 6.8178 | 11.8376 | 30.3284 | 9.2804 | 6.67 | 11.5586 | 30.4602 | 9.1637 | 6.5861 | 11.279 | 30.6096 | 9.042 | 6.4986 | 10.9146 | 30.7159 | 8.9325 | 6.42 | 10.6205 | 31.0963 | 8.3172 | 5.9778 | 8.1985 | 30.8176 | 8.8564 | 6.3652 | 10.4188 | 31.4813 | 7.1289 | 5.1236 | 1.5293 | 31.7007 | 7.3234 | 5.2635 | -3.9313 | 31.8508 | 6.6078 | 4.7491 | -7.4627 | 29.6708 | 10.9976 | 7.9042 | 14.7875 | 29.8706 | 10.7677 | 7.7389 | 13.6995 | 29.8779 | 10.6999 | 7.6902 | 13.5458 | 29.9166 | 10.6279 | 7.6385 | 13.503 | 29.9529 | 10.513 | 7.5559 | 13.2512 | 29.9883 | 10.4098 | 7.4817 | 12.9875 | 30.0522 | 10.3301 | 7.4245 | 12.776 | 30.1485 | 10.2235 | 7.3478 | 12.4228 | 30.2671 | 10.0928 | 7.2539 | 11.9419 | 30.3005 | 10.029 | 7.208 | 11.7487 | 30.4351 | 9.7954 | 7.0401 | 11.0674 | 30.3329 | 9.9703 | 7.1659 | 11.6135 | 30.5906 | 9.5905 | 6.8929 | 10.4046 | 30.7085 | 10.2154 | 7.342 | 10.0335 | 30.7924 | 10.8891 | 7.8262 | 9.9037 | 29.6747 | 10.9976 | 7.9042 | 14.7875 | 29.8527 | 10.7599 | 7.7333 | 13.7503 | 29.9178 | 10.4953 | 7.5432 | 13.4375 | 30.0148 | 10.2158 | 7.3423 | 13.2951 | 30.1122 | 9.9142 | 7.1255 | 12.9808 | 30.2152 | 9.655 | 6.9392 | 12.6795 | 30.3311 | 9.4673 | 6.8044 | 12.5313 | 30.4618 | 9.3706 | 6.7348 | 12.3482 | 30.6113 | 9.2563 | 6.6527 | 12.0387 | 30.7166 | 9.1491 | 6.5757 | 11.7635 | 31.0832 | 8.7852 | 6.3141 | 10.7896 | 30.8162 | 9.0694 | 6.5184 | 11.5509 | 31.4127 | 8.6082 | 6.1869 | 9.8722 | 31.6042 | 9.6277 | 6.9196 | 9.3663 | 31.6995 | 9.6236 | 6.9167 | 9.3052 | 29.6761 | 10.9976 | 7.9042 | 14.7875 | 29.855 | 10.5974 | 7.6166 | 13.1083 | 29.93 | 10.2929 | 7.3977 | 12.655 | 30.046 | 9.9952 | 7.1838 | 12.4918 | 30.175 | 9.6597 | 6.9426 | 12.129 | 30.3201 | 9.3865 | 6.7463 | 11.7605 | 30.4829 | 9.1731 | 6.5929 | 11.558 | 30.6571 | 9.0492 | 6.5039 | 11.3717 | 30.8703 | 8.9176 | 6.4093 | 11.0804 | 31.0275 | 8.7955 | 6.3215 | 10.8384 | 31.7442 | 8.0582 | 5.7916 | 8.5659 | 31.1742 | 8.7013 | 6.2538 | 10.6913 | 32.6134 | 6.7482 | 4.8501 | 2.0753 | 33.0473 | 7.0244 | 5.0486 | -3.2075 | 33.2566 | 6.3169 | 4.5401 | -6.5384 | 29.6761 | 10.9976 | 7.9042 | 14.7875 | 29.8338 | 10.599 | 7.6177 | 13.0785 | 29.8875 | 10.3031 | 7.405 | 12.682 | 29.9847 | 9.9674 | 7.1638 | 12.581 | 30.099 | 9.665 | 6.9464 | 12.283 | 30.2289 | 9.3592 | 6.7266 | 11.991 | 30.3799 | 9.1659 | 6.5877 | 11.8565 | 30.5737 | 9.0398 | 6.4971 | 11.5112 | 30.9194 | 8.7237 | 6.2699 | 10.0272 | 31.1847 | 8.4347 | 6.0622 | 8.5411 | 32.0306 | 8.3903 | 6.0303 | 2.8989 | 31.422 | 8.2241 | 5.9108 | 7.1445 | 32.7252 | 6.8443 | 4.9191 | -3.0757 | 33.0265 | 6.1545 | 4.4234 | -6.6274 | 32.9851 | 6.1736 | 4.4371 | -5.5773
SCARISBRICK | SKELMERSDALE | WASHWAY FARM / KIRKBY | 338069 | 412086 | 6.6153 | 6.6153 | 6.6153 | 3.7504 | 6.6418 | 6.6418 | 6.6418 | 3.6262 | 6.6866 | 6.6866 | 6.6866 | 3.535 | 6.7404 | 6.7404 | 6.7404 | 3.3961 | 6.7885 | 6.7885 | 6.7885 | 3.265 | 6.8434 | 6.8434 | 6.8434 | 3.1168 | 6.9053 | 6.9053 | 6.9053 | 2.9819 | 6.9663 | 6.9663 | 6.9663 | 2.846 | 7.039 | 7.039 | 7.039 | 2.7088 | 7.0946 | 7.0946 | 7.0946 | 2.5796 | 7.3068 | 7.3068 | 7.3068 | 1.9263 | 7.1494 | 7.1494 | 7.1494 | 2.4563 | 7.5295 | 7.5295 | 7.5295 | 0.80918 | 7.6459 | 7.6459 | 7.6459 | 0.10522 | 7.7411 | 7.7411 | 7.7411 | -0.49933 | 6.6066 | 6.6066 | 6.6066 | 3.7504 | 6.6334 | 6.6334 | 6.6334 | 3.6599 | 6.6367 | 6.6367 | 6.6367 | 3.6909 | 6.6528 | 6.6528 | 6.6528 | 3.663 | 6.6682 | 6.6682 | 6.6682 | 3.6512 | 6.6835 | 6.6835 | 6.6835 | 3.6378 | 6.7113 | 6.7113 | 6.7113 | 3.5872 | 6.7525 | 6.7525 | 6.7525 | 3.464 | 6.796 | 6.796 | 6.796 | 3.3233 | 6.8153 | 6.8153 | 6.8153 | 3.2282 | 6.8989 | 6.8989 | 6.8989 | 2.8814 | 6.835 | 6.835 | 6.835 | 3.1412 | 6.9991 | 6.9991 | 6.9991 | 2.5411 | 7.0907 | 7.0907 | 7.0907 | 2.3356 | 7.1559 | 7.1559 | 7.1559 | 2.2279 | 6.6153 | 6.6153 | 6.6153 | 3.7504 | 6.642 | 6.642 | 6.642 | 3.6676 | 6.6869 | 6.6869 | 6.6869 | 3.5942 | 6.7408 | 6.7408 | 6.7408 | 3.4789 | 6.7898 | 6.7898 | 6.7898 | 3.3794 | 6.8452 | 6.8452 | 6.8452 | 3.2768 | 6.9074 | 6.9074 | 6.9074 | 3.1931 | 6.9675 | 6.9675 | 6.9675 | 3.0996 | 7.0404 | 7.0404 | 7.0404 | 2.9759 | 7.0951 | 7.0951 | 7.0951 | 2.856 | 7.2962 | 7.2962 | 7.2962 | 2.4053 | 7.1482 | 7.1482 | 7.1482 | 2.7425 | 7.4782 | 7.4782 | 7.4782 | 1.9972 | 7.5739 | 7.5739 | 7.5739 | 1.8008 | 7.6282 | 7.6282 | 7.6282 | 1.8139 | 6.6186 | 6.6186 | 6.6186 | 3.7504 | 6.6462 | 6.6462 | 6.6462 | 3.6221 | 6.6976 | 6.6976 | 6.6976 | 3.5351 | 6.7574 | 6.7574 | 6.7574 | 3.3968 | 6.823 | 6.823 | 6.823 | 3.2638 | 6.9011 | 6.9011 | 6.9011 | 3.1167 | 6.9914 | 6.9914 | 6.9914 | 2.986 | 7.0903 | 7.0903 | 7.0903 | 2.8585 | 7.2024 | 7.2024 | 7.2024 | 2.7195 | 7.279 | 7.279 | 7.279 | 2.5948 | 7.5634 | 7.5634 | 7.5634 | 2.0279 | 7.349 | 7.349 | 7.349 | 2.4884 | 7.8574 | 7.8574 | 7.8574 | 1.0888 | 8.0076 | 8.0076 | 8.0076 | 0.49222 | 8.0706 | 8.0706 | 8.0706 | -0.006676 | 6.6186 | 6.6186 | 6.6186 | 3.7504 | 6.643 | 6.643 | 6.643 | 3.6248 | 6.6914 | 6.6914 | 6.6914 | 3.54 | 6.749 | 6.749 | 6.749 | 3.4031 | 6.8168 | 6.8168 | 6.8168 | 3.2746 | 6.8968 | 6.8968 | 6.8968 | 3.1402 | 6.9909 | 6.9909 | 6.9909 | 3.0245 | 7.0915 | 7.0915 | 7.0915 | 2.9101 | 7.2202 | 7.2202 | 7.2202 | 2.6792 | 7.3071 | 7.3071 | 7.3071 | 2.4437 | 7.6303 | 7.6303 | 7.6303 | 1.505 | 7.3921 | 7.3921 | 7.3921 | 2.212 | 7.9104 | 7.9104 | 7.9104 | 0.66358 | 8.018 | 8.018 | 8.018 | 0.24262 | 8.0257 | 8.0257 | 8.0257 | 0.35545
SEBERGHAM | CARLISLE | HARKER / HUTTON | 335344 | 542653 | 2.2605 | 2.2605 | 2.2605 | 1.1596 | 2.2764 | 2.2764 | 2.2764 | 1.1362 | 2.3083 | 2.3083 | 2.3083 | 1.0677 | 2.3527 | 2.3527 | 2.3527 | 0.8933 | 2.3974 | 2.3974 | 2.3974 | 0.79153 | 2.4398 | 2.4398 | 2.4398 | 0.67022 | 2.4877 | 2.4877 | 2.4877 | 0.59756 | 2.5436 | 2.5436 | 2.5436 | 0.46661 | 2.6126 | 2.6126 | 2.6126 | 0.35759 | 2.6566 | 2.6566 | 2.6566 | 0.32773 | 2.8119 | 2.8119 | 2.8119 | -0.020236 | 2.6971 | 2.6971 | 2.6971 | 0.22467 | 2.9776 | 2.9776 | 2.9776 | -0.52646 | 3.0792 | 3.0792 | 3.0792 | -0.91099 | 3.1572 | 3.1572 | 3.1572 | -1.15 | 2.2548 | 2.2548 | 2.2548 | 1.1596 | 2.2768 | 2.2768 | 2.2768 | 1.1563 | 2.2783 | 2.2783 | 2.2783 | 1.1963 | 2.2921 | 2.2921 | 2.2921 | 1.1437 | 2.3028 | 2.3028 | 2.3028 | 1.1425 | 2.3116 | 2.3116 | 2.3116 | 1.0972 | 2.3323 | 2.3323 | 2.3323 | 1.0234 | 2.3652 | 2.3652 | 2.3652 | 0.92537 | 2.4076 | 2.4076 | 2.4076 | 0.70083 | 2.4231 | 2.4231 | 2.4231 | 0.69316 | 2.4932 | 2.4932 | 2.4932 | 0.63689 | 2.4389 | 2.4389 | 2.4389 | 0.68054 | 2.584 | 2.584 | 2.584 | 0.62442 | 2.6659 | 2.6659 | 2.6659 | 0.64025 | 2.7283 | 2.7283 | 2.7283 | 0.73865 | 2.2605 | 2.2605 | 2.2605 | 1.1596 | 2.2766 | 2.2766 | 2.2766 | 1.1794 | 2.3085 | 2.3085 | 2.3085 | 1.1239 | 2.353 | 2.353 | 2.353 | 0.96189 | 2.3985 | 2.3985 | 2.3985 | 0.87414 | 2.4413 | 2.4413 | 2.4413 | 0.77241 | 2.4894 | 2.4894 | 2.4894 | 0.71901 | 2.5446 | 2.5446 | 2.5446 | 0.60492 | 2.6138 | 2.6138 | 2.6138 | 0.49604 | 2.6571 | 2.6571 | 2.6571 | 0.46318 | 2.804 | 2.804 | 2.804 | 0.16708 | 2.6962 | 2.6962 | 2.6962 | 0.35827 | 2.9361 | 2.9361 | 2.9361 | -0.081204 | 3.0209 | 3.0209 | 3.0209 | -0.16465 | 3.0657 | 3.0657 | 3.0657 | -0.14279 | 2.262 | 2.262 | 2.262 | 1.1596 | 2.2776 | 2.2776 | 2.2776 | 1.1312 | 2.313 | 2.313 | 2.313 | 1.0707 | 2.3665 | 2.3665 | 2.3665 | 0.90389 | 2.4263 | 2.4263 | 2.4263 | 0.80755 | 2.4858 | 2.4858 | 2.4858 | 0.69472 | 2.5528 | 2.5528 | 2.5528 | 0.63333 | 2.6199 | 2.6199 | 2.6199 | 0.51771 | 2.7024 | 2.7024 | 2.7024 | 0.41523 | 2.763 | 2.763 | 2.763 | 0.38746 | 3.0022 | 3.0022 | 3.0022 | 0.059069 | 2.8229 | 2.8229 | 2.8229 | 0.28874 | 3.2361 | 3.2361 | 3.2361 | -0.39489 | 3.3483 | 3.3483 | 3.3483 | -0.7094 | 3.3857 | 3.3857 | 3.3857 | -0.8451 | 2.262 | 2.262 | 2.262 | 1.1596 | 2.2741 | 2.2741 | 2.2741 | 1.1339 | 2.3059 | 2.3059 | 2.3059 | 1.082 | 2.3577 | 2.3577 | 2.3577 | 0.92172 | 2.4137 | 2.4137 | 2.4137 | 0.83272 | 2.4721 | 2.4721 | 2.4721 | 0.73144 | 2.5372 | 2.5372 | 2.5372 | 0.68094 | 2.6057 | 2.6057 | 2.6057 | 0.5745 | 2.6934 | 2.6934 | 2.6934 | 0.42543 | 2.7646 | 2.7646 | 2.7646 | 0.33865 | 3.0275 | 3.0275 | 3.0275 | -0.17119 | 2.8339 | 2.8339 | 2.8339 | 0.17974 | 3.251 | 3.251 | 3.251 | -0.66755 | 3.3303 | 3.3303 | 3.3303 | -0.88029 | 3.333 | 3.333 | 3.333 | -0.73316
SEDBERGH | KENDAL (PARKSIDE RD) | HARKER / HUTTON | 365151 | 491747 | 18.5469 | 18.5469 | 18.5469 | 13.4176 | 18.6054 | 18.6054 | 18.6054 | 12.8366 | 18.654 | 18.654 | 18.654 | 12.5279 | 18.7138 | 18.7138 | 18.7138 | 12.4294 | 18.7754 | 18.7754 | 18.7754 | 12.1975 | 18.8503 | 18.8503 | 18.8503 | 11.9454 | 18.9406 | 18.9406 | 18.9406 | 11.7569 | 19.0504 | 19.0504 | 19.0504 | 11.501 | 19.1768 | 19.1768 | 18.9982 | 11.2747 | 19.2846 | 19.2846 | 18.935 | 11.0402 | 19.828 | 19.828 | 18.6582 | 9.9525 | 19.4055 | 19.4055 | 18.8837 | 10.8675 | 20.6935 | 20.6935 | 18.2347 | 7.9273 | 21.3131 | 21.3131 | 17.8564 | 6.1829 | 21.9468 | 21.9468 | 17.4739 | 4.3373 | 18.5351 | 18.5351 | 18.5351 | 13.4176 | 18.6082 | 18.6082 | 18.6082 | 13.1818 | 18.6415 | 18.6415 | 18.6415 | 13.0824 | 18.6862 | 18.6862 | 18.6862 | 13.0888 | 18.7273 | 18.7273 | 18.7273 | 12.9621 | 18.765 | 18.765 | 18.765 | 12.8306 | 18.8178 | 18.8178 | 18.8178 | 12.6303 | 18.888 | 18.888 | 18.888 | 12.377 | 18.9763 | 18.9763 | 18.9763 | 12.0998 | 19.0352 | 19.0352 | 19.0352 | 11.9413 | 19.3764 | 19.3764 | 19.0924 | 11.3527 | 19.1052 | 19.1052 | 19.1052 | 11.7997 | 19.825 | 19.825 | 18.9351 | 10.6512 | 20.3055 | 20.3055 | 18.7849 | 9.9924 | 20.7365 | 20.7365 | 18.6319 | 9.2579 | 18.5469 | 18.5469 | 18.5469 | 13.4176 | 18.6079 | 18.6079 | 18.6079 | 13.1581 | 18.6573 | 18.6573 | 18.6573 | 12.9341 | 18.7178 | 18.7178 | 18.7178 | 12.8702 | 18.7851 | 18.7851 | 18.7851 | 12.6969 | 18.8629 | 18.8629 | 18.8629 | 12.5294 | 18.9532 | 18.9532 | 18.9532 | 12.4268 | 19.0556 | 19.0556 | 19.0556 | 12.2519 | 19.1809 | 19.1809 | 19.1095 | 12.043 | 19.2816 | 19.2816 | 19.0465 | 11.8132 | 19.7481 | 19.7481 | 18.8115 | 10.9961 | 19.39 | 19.39 | 18.9935 | 11.6318 | 20.3026 | 20.3026 | 18.5603 | 10.1275 | 20.8129 | 20.8129 | 18.2915 | 9.1736 | 21.1959 | 21.1959 | 18.0485 | 8.4038 | 18.5507 | 18.5507 | 18.5507 | 13.4176 | 18.6116 | 18.6116 | 18.6116 | 12.6957 | 18.6669 | 18.6669 | 18.6669 | 12.3736 | 18.7406 | 18.7406 | 18.7406 | 12.2881 | 18.8329 | 18.8329 | 18.8329 | 12.0611 | 18.9654 | 18.9654 | 18.9654 | 11.8115 | 19.1245 | 19.1245 | 19.0516 | 11.6362 | 19.3068 | 19.3068 | 18.966 | 11.4017 | 19.5297 | 19.5297 | 18.8798 | 11.1384 | 19.7439 | 19.7439 | 18.7869 | 10.8377 | 20.8304 | 20.8304 | 18.3246 | 8.8548 | 19.9856 | 19.9856 | 18.6962 | 10.5203 | 22.0597 | 22.0597 | 17.679 | 5.7181 | 22.8501 | 22.8501 | 17.1581 | 3.5725 | 23.1694 | 23.1694 | 16.8556 | 2.4269 | 18.5507 | 18.5507 | 18.5507 | 13.4176 | 18.6078 | 18.6078 | 18.6078 | 12.634 | 18.6592 | 18.6592 | 18.6592 | 12.3043 | 18.7387 | 18.7387 | 18.7387 | 12.2105 | 18.8634 | 18.8634 | 18.8634 | 11.9605 | 19.0316 | 19.0316 | 19.0316 | 11.7015 | 19.2418 | 19.2418 | 19.0229 | 11.5094 | 19.4887 | 19.4887 | 18.9225 | 11.1466 | 19.7974 | 19.7974 | 18.7854 | 10.5377 | 20.0932 | 20.0932 | 18.6354 | 9.8485 | 21.2467 | 21.2467 | 18.0559 | 7.166 | 20.4013 | 20.4013 | 18.5029 | 9.2604 | 22.4065 | 22.4065 | 17.3917 | 4.251 | 22.9686 | 22.9686 | 17.0007 | 2.7622 | 23.1032 | 23.1032 | 16.8302 | 2.5867
SELSMIRE | PENRITH & SHAP | HARKER / HUTTON | 361018 | 507505 | 4.4927 | 4.4927 | 4.4927 | 1.7413 | 4.5158 | 4.5158 | 4.5158 | 1.531 | 4.5424 | 4.5424 | 4.5424 | 1.3949 | 4.5717 | 4.5717 | 4.5717 | 1.323 | 4.5855 | 4.5855 | 4.5855 | 1.2054 | 4.613 | 4.613 | 4.613 | 1.0859 | 4.6475 | 4.6475 | 4.6475 | 1.0724 | 4.7116 | 4.7116 | 4.7116 | 0.94172 | 4.7837 | 4.7837 | 4.7837 | 0.81764 | 4.9046 | 4.9046 | 4.9046 | 0.67094 | 5.6962 | 5.6962 | 5.6962 | -0.78626 | 5.0601 | 5.0601 | 5.0601 | 0.52094 | 7.2512 | 7.2512 | 7.2512 | -4.3766 | 8.3211 | 8.3211 | 8.3211 | -7.6632 | 9.3625 | 9.3625 | 9.3625 | -11.587 | 4.4921 | 4.4921 | 4.4921 | 1.7413 | 4.5223 | 4.5223 | 4.5223 | 1.6459 | 4.5394 | 4.5394 | 4.5394 | 1.6159 | 4.5602 | 4.5602 | 4.5602 | 1.6216 | 4.5776 | 4.5776 | 4.5776 | 1.5802 | 4.595 | 4.595 | 4.595 | 1.5554 | 4.6203 | 4.6203 | 4.6203 | 1.5977 | 4.6518 | 4.6518 | 4.6518 | 1.5299 | 4.7077 | 4.7077 | 4.7077 | 1.4401 | 4.7924 | 4.7924 | 4.7924 | 1.3538 | 5.3684 | 5.3684 | 5.3684 | 0.28557 | 4.9074 | 4.9074 | 4.9074 | 1.1636 | 6.2013 | 6.2013 | 6.2013 | -1.5025 | 7.1166 | 7.1166 | 7.1166 | -3.8278 | 7.734 | 7.734 | 7.734 | -6.0884 | 4.4927 | 4.4927 | 4.4927 | 1.7413 | 4.5199 | 4.5199 | 4.5199 | 1.5522 | 4.5484 | 4.5484 | 4.5484 | 1.4327 | 4.5797 | 4.5797 | 4.5797 | 1.3877 | 4.6131 | 4.6131 | 4.6131 | 1.2968 | 4.651 | 4.651 | 4.651 | 1.2233 | 4.6938 | 4.6938 | 4.6938 | 1.2521 | 4.7388 | 4.7388 | 4.7388 | 1.1734 | 4.8136 | 4.8136 | 4.8136 | 1.0499 | 4.9167 | 4.9167 | 4.9167 | 0.91331 | 5.5016 | 5.5016 | 5.5016 | -0.26732 | 5.0382 | 5.0382 | 5.0382 | 0.70962 | 6.3783 | 6.3783 | 6.3783 | -2.1102 | 7.3909 | 7.3909 | 7.3909 | -4.4482 | 8.1803 | 8.1803 | 8.1803 | -6.6509 | 4.493 | 4.493 | 4.493 | 1.7413 | 4.5194 | 4.5194 | 4.5194 | 1.4533 | 4.5496 | 4.5496 | 4.5496 | 1.3072 | 4.5862 | 4.5862 | 4.5862 | 1.24 | 4.6389 | 4.6389 | 4.6389 | 1.1069 | 4.785 | 4.785 | 4.785 | 0.92517 | 4.9757 | 4.9757 | 4.9757 | 0.7628 | 5.1934 | 5.1934 | 5.1934 | 0.38268 | 5.4187 | 5.4187 | 5.4187 | -0.045146 | 5.7338 | 5.7338 | 5.7338 | -0.70153 | 7.4995 | 7.4995 | 7.4995 | -4.8531 | 6.1053 | 6.1053 | 6.1053 | -1.506 | 9.3605 | 9.3605 | 9.3605 | -10.9439 | 10.5687 | 10.5687 | 10.5687 | -15.2849 | 11.1249 | 11.1249 | 11.1249 | -17.3018 | 4.493 | 4.493 | 4.493 | 1.7413 | 4.5332 | 4.5332 | 4.5332 | 1.4057 | 4.5787 | 4.5787 | 4.5787 | 1.2409 | 4.6621 | 4.6621 | 4.6621 | 1.1327 | 4.8488 | 4.8488 | 4.8488 | 0.90607 | 5.133 | 5.133 | 5.133 | 0.43052 | 5.4565 | 5.4565 | 5.4565 | -0.15813 | 5.8198 | 5.8198 | 5.8198 | -0.90705 | 6.2289 | 6.2289 | 6.2289 | -1.7877 | 6.6633 | 6.6633 | 6.6633 | -2.8511 | 8.3324 | 8.3324 | 8.3324 | -7.8035 | 7.1088 | 7.1088 | 7.1088 | -3.9784 | 10.0912 | 10.0912 | 10.0912 | -13.672 | 10.9319 | 10.9319 | 10.9319 | -16.6626 | 11.1544 | 11.1544 | 11.1544 | -17.4682
SETTLE | PADIHAM | PADIHAM | 381588 | 463721 | 13.6898 | 13.6898 | 13.6898 | 8.0771 | 13.7918 | 13.7918 | 13.7918 | 7.1173 | 13.8345 | 13.8345 | 13.8345 | 6.8886 | 13.8692 | 13.8692 | 13.8692 | 6.7621 | 13.9015 | 13.9015 | 13.9015 | 6.6357 | 13.9337 | 13.9337 | 13.9337 | 6.5115 | 13.9693 | 13.9693 | 13.9693 | 6.3859 | 14.0079 | 14.0079 | 14.0079 | 6.2458 | 14.0531 | 14.0531 | 14.0531 | 6.0841 | 14.0845 | 14.0845 | 14.0845 | 5.9496 | 14.2099 | 14.2099 | 14.2099 | 5.2689 | 14.1158 | 14.1158 | 14.1158 | 5.8316 | 14.3638 | 14.3638 | 14.3638 | 3.8801 | 14.4709 | 14.4709 | 14.4709 | 2.861 | 14.5653 | 14.5653 | 14.5653 | 1.9675 | 13.6892 | 13.6892 | 13.6892 | 8.0771 | 13.7942 | 13.7942 | 13.7942 | 7.8284 | 13.8073 | 13.8073 | 13.8073 | 7.8316 | 13.8332 | 13.8332 | 13.8332 | 7.7879 | 13.8597 | 13.8597 | 13.8597 | 7.7483 | 13.8869 | 13.8869 | 13.8869 | 7.7218 | 13.9206 | 13.9206 | 13.9206 | 7.6616 | 13.9604 | 13.9604 | 13.9604 | 7.5625 | 14.0063 | 14.0063 | 14.0063 | 7.4314 | 14.0298 | 14.0298 | 14.0298 | 7.3994 | 14.0772 | 14.0772 | 14.0772 | 7.2748 | 14.04 | 14.04 | 14.04 | 7.375 | 14.1443 | 14.1443 | 14.1443 | 7.0942 | 14.2114 | 14.2114 | 14.2114 | 6.9833 | 14.267 | 14.267 | 14.267 | 6.762 | 13.6898 | 13.6898 | 13.6898 | 8.0771 | 13.7919 | 13.7919 | 13.7919 | 7.7772 | 13.8347 | 13.8347 | 13.8347 | 7.6845 | 13.8695 | 13.8695 | 13.8695 | 7.5763 | 13.9025 | 13.9025 | 13.9025 | 7.4762 | 13.9352 | 13.9352 | 13.9352 | 7.3887 | 13.9711 | 13.9711 | 13.9711 | 7.3032 | 14.009 | 14.009 | 14.009 | 7.2164 | 14.0542 | 14.0542 | 14.0542 | 7.1014 | 14.085 | 14.085 | 14.085 | 7.0034 | 14.2012 | 14.2012 | 14.2012 | 6.5706 | 14.1148 | 14.1148 | 14.1148 | 6.9157 | 14.318 | 14.318 | 14.318 | 6.1198 | 14.4067 | 14.4067 | 14.4067 | 5.8613 | 14.4646 | 14.4646 | 14.4646 | 5.8042 | 13.6901 | 13.6901 | 13.6901 | 8.0771 | 13.8089 | 13.8089 | 13.8089 | 6.799 | 13.8345 | 13.8345 | 13.8345 | 6.5153 | 13.8719 | 13.8719 | 13.8719 | 6.3959 | 13.9107 | 13.9107 | 13.9107 | 6.2747 | 13.9539 | 13.9539 | 13.9539 | 6.156 | 14.0028 | 14.0028 | 14.0028 | 6.0367 | 14.0543 | 14.0543 | 14.0543 | 5.9217 | 14.1142 | 14.1142 | 14.1142 | 5.7623 | 14.1594 | 14.1594 | 14.1594 | 5.6286 | 14.3608 | 14.3608 | 14.3608 | 4.9574 | 14.2049 | 14.2049 | 14.2049 | 5.5116 | 14.6117 | 14.6117 | 14.6117 | 3.6132 | 14.7574 | 14.7574 | 14.7574 | 2.6807 | 14.8281 | 14.8281 | 14.8281 | 1.9084 | 13.6901 | 13.6901 | 13.6901 | 8.0771 | 13.8019 | 13.8019 | 13.8019 | 6.6532 | 13.82 | 13.82 | 13.82 | 6.3539 | 13.8514 | 13.8514 | 13.8514 | 6.2474 | 13.8867 | 13.8867 | 13.8867 | 6.1415 | 13.9259 | 13.9259 | 13.9259 | 6.0443 | 13.9721 | 13.9721 | 13.9721 | 5.9479 | 14.0232 | 14.0232 | 14.0232 | 5.8055 | 14.0933 | 14.0933 | 14.0933 | 5.47 | 14.1567 | 14.1567 | 14.1567 | 5.1375 | 14.4052 | 14.4052 | 14.4052 | 3.8927 | 14.2203 | 14.2203 | 14.2203 | 4.8088 | 14.6401 | 14.6401 | 14.6401 | 2.6334 | 14.7401 | 14.7401 | 14.7401 | 1.9555 | 14.7444 | 14.7444 | 14.7444 | 2.0856
MOSS SIDE (Leyland) & SEVEN STARS | LEYLAND | PENWORTHAM WEST / STANAH | 352653 | 421636 | 31.5571 | 14.676 | 10.5479 | 11.1089 | 31.6467 | 13.6326 | 9.798 | 6.8949 | 31.7904 | 13.163 | 9.4605 | 5.6345 | 31.9966 | 13.0357 | 9.369 | 5.2909 | 32.1707 | 12.7772 | 9.1833 | 4.7794 | 32.3389 | 12.6055 | 9.0598 | 4.3614 | 32.532 | 12.4304 | 8.934 | 3.862 | 32.7556 | 12.2584 | 8.8103 | 3.4485 | 33.01 | 12.0504 | 8.6609 | 2.914 | 33.2253 | 11.909 | 8.5592 | 2.5461 | 34.1628 | 10.9699 | 7.8843 | 0.48129 | 33.4509 | 11.749 | 8.4442 | 2.2086 | 35.339 | 9.5591 | 6.8703 | -3.8278 | 36.1769 | 7.8835 | 5.666 | -7.8465 | 36.8962 | 6.5384 | 4.6993 | -11.0688 | 31.5429 | 14.676 | 10.5479 | 11.1089 | 31.6428 | 14.2188 | 10.2193 | 9.261 | 31.6228 | 14.074 | 10.1153 | 8.9686 | 31.6633 | 14.041 | 10.0915 | 9.0571 | 31.6821 | 14.0291 | 10.083 | 9.0314 | 31.6842 | 14.0021 | 10.0636 | 9.1034 | 31.7351 | 13.8846 | 9.9792 | 8.8452 | 31.8406 | 13.747 | 9.8802 | 8.4895 | 31.9887 | 13.5853 | 9.764 | 7.9809 | 32.1009 | 13.4911 | 9.6963 | 7.7154 | 32.6517 | 13.1251 | 9.4333 | 6.6476 | 32.2275 | 13.3923 | 9.6253 | 7.4522 | 33.3248 | 12.6793 | 9.1129 | 5.524 | 33.901 | 12.4229 | 8.9286 | 4.8444 | 34.3602 | 12.0935 | 8.6918 | 4.4177 | 31.5571 | 14.676 | 10.5479 | 11.1089 | 31.6524 | 13.8344 | 9.943 | 7.6277 | 31.7973 | 13.4323 | 9.6541 | 6.5359 | 32.0045 | 13.3177 | 9.5717 | 6.2341 | 32.1833 | 13.0693 | 9.3932 | 5.7845 | 32.355 | 12.926 | 9.2902 | 5.4599 | 32.5468 | 12.7342 | 9.1523 | 5.0738 | 32.7604 | 12.5828 | 9.0435 | 4.7484 | 33.0125 | 12.3967 | 8.9098 | 4.2677 | 33.2183 | 12.2373 | 8.7952 | 3.9199 | 34.068 | 11.6014 | 8.3382 | 2.5725 | 33.4278 | 12.0142 | 8.6349 | 3.5832 | 34.8992 | 10.9207 | 7.8489 | 1.3503 | 35.5751 | 10.1521 | 7.2965 | 0.62781 | 36.0669 | 9.4326 | 6.7794 | 0.24472 | 31.563 | 14.676 | 10.5479 | 11.1089 | 31.6578 | 13.2294 | 9.5082 | 5.3015 | 31.8148 | 12.6598 | 9.0988 | 3.7498 | 32.0508 | 12.5413 | 9.0137 | 3.4356 | 32.2688 | 12.274 | 8.8215 | 2.9185 | 32.5291 | 12.0001 | 8.6247 | 2.5049 | 32.8298 | 11.6437 | 8.3686 | 2.0119 | 33.1604 | 11.5286 | 8.2858 | 1.6223 | 33.5322 | 11.2052 | 8.0534 | 1.0545 | 33.8533 | 11.0076 | 7.9113 | 0.65026 | 35.3755 | 9.5706 | 6.8786 | -1.5739 | 34.1939 | 10.7554 | 7.7301 | 0.2771 | 37.1217 | 7.4642 | 5.3646 | -5.8342 | 38.2204 | 6.2927 | 4.5227 | -8.9636 | 32.3131 | 5.3201 | 3.8237 | -11.4673 | 31.563 | 14.676 | 10.5479 | 11.1089 | 31.6516 | 13.0563 | 9.3838 | 4.5188 | 31.801 | 12.4978 | 8.9824 | 2.8382 | 32.0353 | 12.3785 | 8.8966 | 2.5397 | 32.2837 | 12.1505 | 8.7328 | 2.0234 | 32.584 | 11.9707 | 8.6036 | 1.6245 | 32.9459 | 11.7055 | 8.4129 | 1.1352 | 33.3362 | 11.4304 | 8.2153 | 0.67037 | 33.8391 | 11.0031 | 7.9082 | -0.50035 | 34.3023 | 10.6261 | 7.6372 | -1.5307 | 35.9813 | 9.0427 | 6.4992 | -5.5198 | 34.767 | 10.2399 | 7.3596 | -2.5445 | 37.6429 | 6.9988 | 5.0302 | -9.5062 | 35.6228 | 5.865 | 4.2153 | -11.7699 | 33.7835 | 5.5622 | 3.9977 | -11.5065
SHANNON ST SOUTH | BLACKPOOL | PENWORTHAM WEST / STANAH | 330806 | 435291 | 32.25 | 11.4084 | 8.3223 | 12.2862 | 32.4448 | 10.9959 | 8.0213 | 10.3076 | 32.5994 | 10.8393 | 7.9071 | 9.6639 | 32.7735 | 10.7125 | 7.8146 | 9.419 | 32.9454 | 10.5438 | 7.6916 | 8.9676 | 33.1326 | 10.3887 | 7.5784 | 8.5815 | 33.328 | 10.2356 | 7.4667 | 8.17 | 33.548 | 10.0832 | 7.3555 | 7.7144 | 33.7961 | 9.929 | 7.2431 | 7.2606 | 33.9838 | 9.8054 | 7.1529 | 6.9576 | 34.7482 | 9.0777 | 6.6221 | 4.4109 | 34.1768 | 9.6875 | 7.0669 | 6.6606 | 35.546 | 7.6572 | 5.5858 | -2.7096 | 36.031 | 6.6456 | 4.8479 | -8.3073 | 36.0647 | 5.8501 | 4.2675 | -12.2187 | 32.2383 | 11.4084 | 8.3223 | 12.2862 | 32.5101 | 11.1322 | 8.1208 | 10.8632 | 32.5828 | 11.0612 | 8.069 | 10.5429 | 32.7007 | 11.0088 | 8.0308 | 10.4577 | 32.8257 | 10.9131 | 7.961 | 10.1489 | 32.9645 | 10.836 | 7.9047 | 9.9134 | 33.1583 | 10.7331 | 7.8297 | 9.5631 | 33.4315 | 10.5887 | 7.7243 | 9.007 | 33.7554 | 10.4212 | 7.6021 | 8.3774 | 33.8835 | 10.3776 | 7.5703 | 8.2296 | 34.4884 | 10.1809 | 7.4268 | 7.5212 | 34.0269 | 10.3278 | 7.534 | 8.0448 | 34.9721 | 9.9772 | 7.2782 | 6.7331 | 35.1844 | 10.003 | 7.297 | 6.3607 | 35.2573 | 10.0017 | 7.2961 | 6.158 | 32.25 | 11.4084 | 8.3223 | 12.2862 | 32.4664 | 11.0473 | 8.0589 | 10.4321 | 32.6229 | 10.9039 | 7.9542 | 9.8532 | 32.7901 | 10.7913 | 7.8721 | 9.6962 | 32.9615 | 10.6439 | 7.7646 | 9.3675 | 33.1439 | 10.5209 | 7.6749 | 9.1546 | 33.319 | 10.4025 | 7.5885 | 8.9443 | 33.5246 | 10.2808 | 7.4997 | 8.656 | 33.7578 | 10.1467 | 7.4019 | 8.317 | 33.9313 | 10.0359 | 7.321 | 8.0798 | 34.6723 | 9.5884 | 6.9946 | 7.0544 | 34.111 | 9.9217 | 7.2377 | 7.8091 | 35.3133 | 9.3038 | 6.787 | 6.0099 | 35.6 | 9.281 | 6.7704 | 5.5057 | 35.6817 | 9.1985 | 6.7102 | 5.4026 | 32.2549 | 11.4084 | 8.3223 | 12.2862 | 32.4783 | 10.8962 | 7.9486 | 9.8702 | 32.6401 | 10.7233 | 7.8225 | 9.1734 | 32.8239 | 10.5897 | 7.725 | 8.9645 | 33.0397 | 10.375 | 7.5684 | 8.5489 | 33.2867 | 10.2207 | 7.4558 | 8.2224 | 33.5404 | 10.0755 | 7.3499 | 7.9012 | 33.8205 | 9.9268 | 7.2414 | 7.5467 | 34.1511 | 9.7645 | 7.123 | 7.1734 | 34.4142 | 9.6286 | 7.0239 | 6.9275 | 35.5575 | 8.8145 | 6.43 | 4.5418 | 34.6665 | 9.4862 | 6.9201 | 6.6891 | 37.1389 | 7.3074 | 5.3307 | -2.4101 | 38.0118 | 6.2755 | 4.5779 | -7.8484 | 34.0127 | 5.5172 | 4.0247 | -11.5536 | 32.2549 | 11.4084 | 8.3223 | 12.2862 | 32.4461 | 10.8718 | 7.9308 | 9.721 | 32.5674 | 10.7086 | 7.8117 | 9.07 | 32.7129 | 10.5557 | 7.7003 | 8.9287 | 32.9063 | 10.3624 | 7.5592 | 8.5847 | 33.1599 | 10.1879 | 7.4319 | 8.3431 | 33.431 | 10.0184 | 7.3083 | 8.0979 | 33.7514 | 9.8178 | 7.162 | 7.673 | 34.2589 | 9.4011 | 6.858 | 6.0931 | 34.6996 | 8.9958 | 6.5623 | 4.5717 | 35.8882 | 7.5459 | 5.5046 | -1.3603 | 35.0662 | 8.5968 | 6.2712 | 3.034 | 34.9006 | 5.6612 | 4.1298 | -7.8331 | 30.2126 | 4.9008 | 3.575 | -11.6348 | 30.5402 | 4.9539 | 3.6138 | -10.7692
SHAP | PENRITH & SHAP | HARKER / HUTTON | 356910 | 513357 | 12.267 | 12.267 | 12.267 | 6.5037 | 12.2986 | 12.2986 | 12.2986 | 6.5509 | 12.3267 | 12.3267 | 12.3267 | 6.4333 | 12.3606 | 12.3606 | 12.3606 | 6.335 | 12.3923 | 12.3923 | 12.3923 | 6.2448 | 12.4238 | 12.4238 | 12.4238 | 6.1215 | 12.4565 | 12.4565 | 12.4565 | 6.0148 | 12.49 | 12.49 | 12.49 | 5.9313 | 12.5264 | 12.5264 | 12.5264 | 5.8189 | 12.5605 | 12.5605 | 12.5605 | 5.7278 | 14.6919 | 14.6919 | 14.6919 | 3.2957 | 12.5936 | 12.5936 | 12.5936 | 5.6507 | 16.9113 | 16.9113 | 14.4867 | 0.46922 | 16.9965 | 16.9965 | 14.3286 | -0.032538 | 17.1279 | 17.1279 | 14.1512 | -0.46512 | 12.2683 | 12.2683 | 12.2683 | 6.5037 | 12.3057 | 12.3057 | 12.3057 | 6.5503 | 12.3136 | 12.3136 | 12.3136 | 6.5838 | 12.3312 | 12.3312 | 12.3312 | 6.6251 | 12.3484 | 12.3484 | 12.3484 | 6.7045 | 12.3652 | 12.3652 | 12.3652 | 6.7598 | 12.3922 | 12.3922 | 12.3922 | 6.7926 | 12.4199 | 12.4199 | 12.4199 | 6.7994 | 12.4437 | 12.4437 | 12.4437 | 6.788 | 12.4549 | 12.4549 | 12.4549 | 6.7592 | 12.5279 | 12.5279 | 12.5279 | 6.7365 | 12.4677 | 12.4677 | 12.4677 | 6.7574 | 12.6514 | 12.6514 | 12.6514 | 6.6804 | 12.7086 | 12.7086 | 12.7086 | 6.6281 | 12.7467 | 12.7467 | 12.7467 | 6.5815 | 12.267 | 12.267 | 12.267 | 6.5037 | 12.2988 | 12.2988 | 12.2988 | 6.567 | 12.3269 | 12.3269 | 12.3269 | 6.4592 | 12.3609 | 12.3609 | 12.3609 | 6.3755 | 12.3931 | 12.3931 | 12.3931 | 6.3267 | 12.4249 | 12.4249 | 12.4249 | 6.2384 | 12.4579 | 12.4579 | 12.4579 | 6.1698 | 12.4909 | 12.4909 | 12.4909 | 6.1152 | 12.5273 | 12.5273 | 12.5273 | 6.0576 | 12.5608 | 12.5608 | 12.5608 | 5.9583 | 14.6849 | 14.6849 | 14.6849 | 3.6526 | 12.5929 | 12.5929 | 12.5929 | 5.892 | 16.8747 | 16.8747 | 14.6415 | 1.2992 | 16.945 | 16.945 | 14.538 | 1.1168 | 17.0472 | 17.0472 | 14.4166 | 1.0701 | 12.2669 | 12.2669 | 12.2669 | 6.5037 | 12.2992 | 12.2992 | 12.2992 | 6.5601 | 12.3274 | 12.3274 | 12.3274 | 6.4541 | 12.3644 | 12.3644 | 12.3644 | 6.366 | 12.401 | 12.401 | 12.401 | 6.2863 | 12.4386 | 12.4386 | 12.4386 | 6.1693 | 12.4773 | 12.4773 | 12.4773 | 6.0673 | 12.515 | 12.515 | 12.515 | 5.9882 | 12.5576 | 12.5576 | 12.5576 | 5.8739 | 12.6005 | 12.6005 | 12.6005 | 5.7811 | 12.792 | 12.792 | 12.792 | 5.3389 | 12.6429 | 12.6429 | 12.6429 | 5.7007 | 15.6828 | 15.6828 | 14.44 | 1.9834 | 15.8286 | 15.8286 | 14.2756 | 1.5539 | 15.8814 | 15.8814 | 14.1777 | 1.3328 | 12.2669 | 12.2669 | 12.2669 | 6.5037 | 12.2957 | 12.2957 | 12.2957 | 6.5631 | 12.3202 | 12.3202 | 12.3202 | 6.4587 | 12.3547 | 12.3547 | 12.3547 | 6.3677 | 12.3912 | 12.3912 | 12.3912 | 6.2675 | 13.7088 | 13.7088 | 13.7088 | 4.8614 | 13.6922 | 13.6922 | 13.6922 | 4.8177 | 13.672 | 13.672 | 13.672 | 4.7979 | 13.6773 | 13.6773 | 13.6773 | 4.648 | 13.6809 | 13.6809 | 13.6809 | 4.5176 | 15.0981 | 15.0981 | 14.6977 | 2.6124 | 13.6813 | 13.6813 | 13.6813 | 4.3992 | 15.4681 | 15.4681 | 14.4295 | 1.8014 | 15.5506 | 15.5506 | 14.3094 | 1.533 | 15.5428 | 15.5428 | 14.2966 | 1.7103
SHAW | ROYTON | WHITEGATE | 394298 | 409450 | 30.4709 | 11.136 | 8.1236 | 16.1592 | 30.7121 | 10.9502 | 7.988 | 15.1617 | 30.8024 | 10.8583 | 7.921 | 14.7714 | 30.925 | 10.771 | 7.8573 | 14.4592 | 31.0485 | 10.6681 | 7.7823 | 14.1291 | 31.1842 | 10.5737 | 7.7133 | 13.9067 | 31.3317 | 10.4568 | 7.6281 | 13.563 | 31.4924 | 10.348 | 7.5487 | 13.1984 | 31.6725 | 10.2574 | 7.4826 | 12.9197 | 31.7993 | 10.148 | 7.4029 | 12.6251 | 32.2904 | 9.4894 | 6.9224 | 10.2638 | 31.9248 | 10.0397 | 7.3238 | 12.3111 | 32.8774 | 8.6527 | 6.3121 | 4.2997 | 33.2874 | 8.0854 | 5.8982 | -0.66257 | 33.6657 | 7.3399 | 5.3543 | -4.2012 | 30.4541 | 11.136 | 8.1236 | 16.1592 | 30.7208 | 11.0018 | 8.0256 | 15.41 | 30.7485 | 10.9768 | 8.0075 | 15.2805 | 30.8081 | 10.9318 | 7.9746 | 15.1479 | 30.8653 | 10.8784 | 7.9356 | 14.9834 | 30.8975 | 10.8605 | 7.9226 | 14.9468 | 30.9435 | 10.8013 | 7.8794 | 14.7144 | 31.0175 | 10.7178 | 7.8185 | 14.3128 | 31.1114 | 10.6375 | 7.7599 | 13.947 | 31.1626 | 10.588 | 7.7238 | 13.7252 | 31.3923 | 10.3959 | 7.5837 | 12.8182 | 31.2153 | 10.5461 | 7.6932 | 13.5041 | 31.6908 | 10.2903 | 7.5066 | 11.9814 | 31.9857 | 10.1893 | 7.4329 | 11.4733 | 32.2362 | 10.0687 | 7.345 | 11.2038 | 30.4709 | 11.136 | 8.1236 | 16.1592 | 30.7127 | 10.9983 | 8.0231 | 15.4435 | 30.8033 | 10.9107 | 7.9592 | 15.1103 | 30.9262 | 10.8236 | 7.8957 | 14.8337 | 31.0527 | 10.735 | 7.831 | 14.5602 | 31.1899 | 10.6625 | 7.7781 | 14.4291 | 31.3381 | 10.5689 | 7.7099 | 14.1988 | 31.4962 | 10.4804 | 7.6453 | 13.9228 | 31.6767 | 10.3916 | 7.5806 | 13.6679 | 31.8009 | 10.2779 | 7.4976 | 13.3479 | 32.2586 | 9.8025 | 7.1508 | 12.127 | 31.9213 | 10.1611 | 7.4124 | 13.0278 | 32.7115 | 9.8346 | 7.1742 | 11.0136 | 33.0541 | 10.057 | 7.3364 | 10.3476 | 33.2999 | 9.9263 | 7.2411 | 10.0966 | 30.4788 | 11.136 | 8.1236 | 16.1592 | 30.7159 | 10.9131 | 7.961 | 15.0695 | 30.8157 | 10.8095 | 7.8854 | 14.707 | 30.9613 | 10.7006 | 7.8059 | 14.4301 | 31.125 | 10.5812 | 7.7188 | 14.1417 | 31.2971 | 10.4893 | 7.6518 | 13.9911 | 31.491 | 10.3677 | 7.5631 | 13.7473 | 31.7025 | 10.2346 | 7.466 | 13.5066 | 31.9667 | 10.0941 | 7.3635 | 13.2595 | 32.1667 | 9.9284 | 7.2427 | 12.939 | 33.0211 | 9.2864 | 6.7743 | 10.4937 | 32.3657 | 9.7425 | 7.107 | 12.6022 | 34.0749 | 8.43 | 6.1496 | 5.0073 | 34.7306 | 7.6835 | 5.605 | 0.28641 | 35.0664 | 7.0469 | 5.1406 | -2.9176 | 30.4788 | 11.136 | 8.1236 | 16.1592 | 30.6999 | 10.9201 | 7.966 | 15.0504 | 30.7813 | 10.825 | 7.8967 | 14.7267 | 30.9141 | 10.7054 | 7.8095 | 14.4712 | 31.0724 | 10.5667 | 7.7083 | 14.2028 | 31.2415 | 10.4474 | 7.6213 | 14.0751 | 31.4393 | 10.284 | 7.502 | 13.8563 | 31.6711 | 10.055 | 7.335 | 13.4219 | 31.9999 | 9.843 | 7.1804 | 12.2252 | 32.2773 | 9.696 | 7.0731 | 10.9231 | 33.3235 | 9.4217 | 6.873 | 5.834 | 32.5503 | 9.5387 | 6.9583 | 9.629 | 34.3323 | 8.0863 | 5.8988 | 0.41646 | 34.8079 | 7.2756 | 5.3075 | -2.8228 | 34.8759 | 7.1995 | 5.252 | -2.1948
Siddick | STAINBURN & SIDDICK | HARKER / HUTTON | 300289 | 530805 | 2.6844 | 0.44197 | 0.31765 | 2.6844 | 2.6844 | 0.44197 | 0.31765 | 2.6844 | 2.6844 | 0.44197 | 0.31765 | 2.6844 | 2.6844 | 0.44197 | 0.31765 | 2.6844 | 2.6844 | 0.44197 | 0.31765 | 2.6844 | 2.6844 | 0.44197 | 0.31765 | 2.6844 | 2.6844 | 0.44197 | 0.31765 | 2.6844 | 2.6844 | 0.44197 | 0.31765 | 2.6844 | 2.6844 | 0.44197 | 0.31765 | 2.6844 | 2.6844 | 0.44197 | 0.31765 | 2.6844 | 2.6844 | 0.44197 | 0.31765 | 2.6844 | 2.6844 | 0.44197 | 0.31765 | 2.6844 | 2.6844 | 0.44197 | 0.31765 | 2.6844 | 2.6844 | 0.44197 | 0.31765 | 2.6844 | 2.6844 | 0.44197 | 0.31765 | 2.6844 | 2.6844 | 0.44197 | 0.31765 | 2.6844 | 2.6844 | 0.44197 | 0.31765 | 2.6844 | 2.6844 | 0.44197 | 0.31765 | 2.6844 | 2.6844 | 0.44197 | 0.31765 | 2.6844 | 2.6844 | 0.44197 | 0.31765 | 2.6844 | 2.6844 | 0.44197 | 0.31765 | 2.6844 | 2.6844 | 0.44197 | 0.31765 | 2.6844 | 2.6844 | 0.44197 | 0.31765 | 2.6844 | 2.6844 | 0.44197 | 0.31765 | 2.6844 | 2.6844 | 0.44197 | 0.31765 | 2.6844 | 2.6844 | 0.44197 | 0.31765 | 2.6844 | 2.6844 | 0.44197 | 0.31765 | 2.6844 | 2.6844 | 0.44197 | 0.31765 | 2.6844 | 2.6844 | 0.44197 | 0.31765 | 2.6844 | 2.6844 | 0.44197 | 0.31765 | 2.6844 | 2.6844 | 0.44197 | 0.31765 | 2.6844 | 2.6844 | 0.44197 | 0.31765 | 2.6844 | 2.6844 | 0.44197 | 0.31765 | 2.6844 | 2.6844 | 0.44197 | 0.31765 | 2.6844 | 2.6844 | 0.44197 | 0.31765 | 2.6844 | 2.6844 | 0.44197 | 0.31765 | 2.6844 | 2.6844 | 0.44197 | 0.31765 | 2.6844 | 2.6844 | 0.44197 | 0.31765 | 2.6844 | 2.6844 | 0.44197 | 0.31765 | 2.6844 | 2.6844 | 0.44197 | 0.31765 | 2.6844 | 2.6844 | 0.44197 | 0.31765 | 2.6844 | 2.6844 | 0.44197 | 0.31765 | 2.6844 | 2.6844 | 0.44197 | 0.31765 | 2.6844 | 2.6844 | 0.44197 | 0.31765 | 2.6844 | 2.6844 | 0.44197 | 0.31765 | 2.6844 | 2.6844 | 0.44197 | 0.31765 | 2.6844 | 2.6844 | 0.44197 | 0.31765 | 2.6844 | 2.6844 | 0.44197 | 0.31765 | 2.6844 | 2.6844 | 0.44197 | 0.31765 | 2.6844 | 2.6844 | 0.44197 | 0.31765 | 2.6844 | 2.6844 | 0.44197 | 0.31765 | 2.6844 | 2.6844 | 0.44197 | 0.31765 | 2.6844 | 2.6844 | 0.44197 | 0.31765 | 2.6844 | 2.6844 | 0.44197 | 0.31765 | 2.6844 | 2.6844 | 0.44197 | 0.31765 | 2.6844 | 2.6844 | 0.44197 | 0.31765 | 2.6844 | 2.6844 | 0.44197 | 0.31765 | 2.6844 | 2.6844 | 0.44197 | 0.31765 | 2.6844 | 2.6844 | 0.44197 | 0.31765 | 2.6844 | 2.6844 | 0.44197 | 0.31765 | 2.6844 | 2.6844 | 0.44197 | 0.31765 | 2.6844 | 2.6844 | 0.44197 | 0.31765 | 2.6844 | 2.6844 | 0.44197 | 0.31765 | 2.6844 | 2.6844 | 0.44197 | 0.31765 | 2.6844 | 2.6844 | 0.44197 | 0.31765 | 2.6844 | 2.6844 | 0.44197 | 0.31765 | 2.6844 | 2.6844 | 0.44197 | 0.31765 | 2.6844 | 2.6844 | 0.44197 | 0.31765 | 2.6844 | 2.6844 | 0.44197 | 0.31765 | 2.6844 | 2.6844 | 0.44197 | 0.31765 | 2.6844 | 2.6844 | 0.44197 | 0.31765 | 2.6844 | 2.6844 | 0.44197 | 0.31765 | 2.6844 | 2.6844 | 0.44197 | 0.31765 | 2.6844 | 2.6844 | 0.44197 | 0.31765 | 2.6844 | 2.6844 | 0.44197 | 0.31765 | 2.6844
SILLOTH | CARLISLE | HARKER / HUTTON | 311307 | 553464 | 33.7936 | 21.4904 | 15.4456 | 33.7936 | 33.8346 | 21.4536 | 15.4191 | 33.8346 | 33.8748 | 21.4321 | 15.4036 | 33.8748 | 33.9313 | 21.3604 | 15.3521 | 33.9313 | 33.9878 | 21.2983 | 15.3075 | 33.9878 | 34.0489 | 21.2143 | 15.2471 | 34.0489 | 34.1195 | 21.149 | 15.2002 | 34.1195 | 34.1984 | 21.0758 | 15.1476 | 34.1984 | 34.289 | 20.9584 | 15.0632 | 34.289 | 34.3547 | 20.8907 | 15.0146 | 34.3547 | 34.6038 | 20.5855 | 14.7952 | 34.6038 | 34.4192 | 20.8343 | 14.974 | 34.4192 | 34.8522 | 20.0901 | 14.4392 | 34.8522 | 34.9963 | 19.9806 | 14.3604 | 34.9963 | 35.0919 | 19.8704 | 14.2812 | 35.0919 | 33.7915 | 21.4904 | 15.4456 | 33.7915 | 33.8428 | 21.4556 | 15.4206 | 33.8428 | 33.8508 | 21.4645 | 15.427 | 33.8508 | 33.8766 | 21.4261 | 15.3993 | 33.8766 | 33.8999 | 21.3996 | 15.3803 | 33.8999 | 33.9224 | 21.3766 | 15.3638 | 33.9224 | 33.9614 | 21.3648 | 15.3553 | 33.9614 | 34.0178 | 21.3069 | 15.3137 | 34.0178 | 34.0884 | 21.2441 | 15.2686 | 34.0884 | 34.1102 | 21.2411 | 15.2664 | 34.1102 | 34.2082 | 21.1488 | 15.2001 | 34.2082 | 34.1325 | 21.2252 | 15.255 | 34.1325 | 34.3255 | 21.0041 | 15.096 | 34.3255 | 34.4178 | 21.1872 | 15.2277 | 34.4178 | 34.4834 | 21.4562 | 15.421 | 34.4834 | 33.7936 | 21.4904 | 15.4456 | 33.7936 | 33.8352 | 21.4624 | 15.4255 | 33.8352 | 33.8756 | 21.4459 | 15.4136 | 33.8756 | 33.9322 | 21.381 | 15.3669 | 33.9322 | 33.9895 | 21.3281 | 15.3289 | 33.9895 | 34.0511 | 21.2779 | 15.2928 | 34.0511 | 34.1211 | 21.2458 | 15.2698 | 34.1211 | 34.1984 | 21.1926 | 15.2316 | 34.1984 | 34.2885 | 21.0791 | 15.15 | 34.2885 | 34.3527 | 21.0103 | 15.1005 | 34.3527 | 34.5896 | 20.7499 | 14.9133 | 34.5896 | 34.4151 | 20.9477 | 15.0555 | 34.4151 | 34.802 | 20.5001 | 14.7338 | 34.802 | 34.9224 | 20.6247 | 14.8234 | 34.9224 | 34.9804 | 20.8054 | 14.9532 | 34.9804 | 33.7944 | 21.4904 | 15.4456 | 33.7944 | 33.8362 | 21.4508 | 15.4171 | 33.8362 | 33.8795 | 21.4293 | 15.4017 | 33.8795 | 33.9451 | 21.3532 | 15.347 | 33.9451 | 34.0182 | 21.2843 | 15.2975 | 34.0182 | 34.1017 | 21.199 | 15.2361 | 34.1017 | 34.1971 | 21.1302 | 15.1867 | 34.1971 | 34.3008 | 21.0548 | 15.1325 | 34.3008 | 34.4197 | 20.9274 | 15.0409 | 34.4197 | 34.5037 | 20.8436 | 14.9807 | 34.5037 | 34.8598 | 20.4795 | 14.719 | 34.8598 | 34.5846 | 20.7706 | 14.9282 | 34.5846 | 35.3098 | 19.9389 | 14.3305 | 35.3098 | 35.5287 | 19.7956 | 14.2275 | 35.5287 | 35.6267 | 19.6533 | 14.1252 | 35.6267 | 33.7944 | 21.4904 | 15.4456 | 33.7944 | 33.8292 | 21.4577 | 15.4221 | 33.8292 | 33.8654 | 21.4431 | 15.4116 | 33.8654 | 33.9255 | 21.3641 | 15.3548 | 33.9255 | 33.9967 | 21.2906 | 15.3019 | 33.9967 | 34.0786 | 21.204 | 15.2397 | 34.0786 | 34.1749 | 21.0975 | 15.1632 | 34.1749 | 34.282 | 21.0237 | 15.1102 | 34.282 | 34.4232 | 20.872 | 15.0011 | 34.4232 | 34.5399 | 20.739 | 14.9055 | 34.5399 | 34.9647 | 20.2659 | 14.5655 | 34.9647 | 34.6528 | 20.6154 | 14.8167 | 34.6528 | 35.3447 | 19.7389 | 14.1868 | 35.3447 | 35.5126 | 19.8417 | 14.2606 | 35.5126 | 35.5441 | 19.776 | 14.2134 | 35.5441
SKELMERSDALE | SKELMERSDALE | WASHWAY FARM / KIRKBY | 347198 | 407434 | 12.8148 | 2.1099 | 1.5164 | 12.8148 | 11.1091 | 1.829 | 1.3146 | 11.1091 | 2.6844 | 0.44197 | 0.31765 | 2.6844 | 2.6844 | 0.44197 | 0.31765 | 2.6844 | 2.6844 | 0.44197 | 0.31765 | 2.6844 | 2.6844 | 0.44197 | 0.31765 | 2.6844 | 2.6844 | 0.44197 | 0.31765 | 2.6844 | 2.6844 | 0.44197 | 0.31765 | 2.6844 | 2.6844 | 0.44197 | 0.31765 | 2.6844 | 2.6844 | 0.44197 | 0.31765 | 2.6844 | 2.6844 | 0.44197 | 0.31765 | 2.6844 | 2.6844 | 0.44197 | 0.31765 | 2.6844 | 2.6844 | 0.44197 | 0.31765 | 2.6844 | 2.5109 | 0.41339 | 0.29711 | -0.28589 | 8.2317 | 1.3553 | 0.97407 | -3.5466 | 12.8148 | 2.1099 | 1.5164 | 12.8148 | 11.9691 | 1.9706 | 1.4163 | 11.9691 | 2.6844 | 0.44197 | 0.31765 | 2.6844 | 2.6844 | 0.44197 | 0.31765 | 2.6844 | 2.6844 | 0.44197 | 0.31765 | 2.6844 | 2.6844 | 0.44197 | 0.31765 | 2.6844 | 2.6844 | 0.44197 | 0.31765 | 2.6844 | 2.6844 | 0.44197 | 0.31765 | 2.6844 | 2.6844 | 0.44197 | 0.31765 | 2.6844 | 2.6844 | 0.44197 | 0.31765 | 2.6844 | 2.6844 | 0.44197 | 0.31765 | 2.6844 | 2.6844 | 0.44197 | 0.31765 | 2.6844 | 2.6844 | 0.44197 | 0.31765 | 2.6844 | 2.6844 | 0.44197 | 0.31765 | 2.6844 | 0.73735 | 0.1214 | 0.087252 | 0.73735 | 12.8148 | 2.1099 | 1.5164 | 12.8148 | 11.6499 | 1.9181 | 1.3785 | 11.6499 | 2.6844 | 0.44197 | 0.31765 | 2.6844 | 2.6844 | 0.44197 | 0.31765 | 2.6844 | 2.6844 | 0.44197 | 0.31765 | 2.6844 | 2.6844 | 0.44197 | 0.31765 | 2.6844 | 2.6844 | 0.44197 | 0.31765 | 2.6844 | 2.6844 | 0.44197 | 0.31765 | 2.6844 | 2.6844 | 0.44197 | 0.31765 | 2.6844 | 2.6844 | 0.44197 | 0.31765 | 2.6844 | 2.6844 | 0.44197 | 0.31765 | 2.6844 | 2.6844 | 0.44197 | 0.31765 | 2.6844 | 2.6844 | 0.44197 | 0.31765 | 2.6844 | 12.2115 | 2.0105 | 1.445 | 7.1227 | 22.1072 | 3.6398 | 2.616 | 6.4993 | 12.8148 | 2.1099 | 1.5164 | 12.8148 | 10.6078 | 1.7465 | 1.2552 | 10.6078 | 2.6844 | 0.44197 | 0.31765 | 2.6844 | 2.6844 | 0.44197 | 0.31765 | 2.6844 | 2.6844 | 0.44197 | 0.31765 | 2.6844 | 2.6844 | 0.44197 | 0.31765 | 2.6844 | 2.6844 | 0.44197 | 0.31765 | 2.6844 | 2.6844 | 0.44197 | 0.31765 | 2.6844 | 2.6844 | 0.44197 | 0.31765 | 2.6844 | 2.6844 | 0.44197 | 0.31765 | 2.6844 | 2.6844 | 0.44197 | 0.31765 | 2.6844 | 2.6844 | 0.44197 | 0.31765 | 2.6844 | 2.6844 | 0.44197 | 0.31765 | 2.1569 | 2.6844 | 0.44197 | 0.31765 | -1.3974 | 0.64904 | 0.10686 | 0.076802 | -3.8529 | 12.8148 | 2.1099 | 1.5164 | 12.8148 | 10.4904 | 1.7272 | 1.2413 | 10.4904 | 9.6233 | 1.5844 | 1.1387 | 9.6233 | 8.4351 | 1.3888 | 0.99814 | 8.4351 | 7.0976 | 1.1686 | 0.83987 | 7.0976 | 5.51 | 0.90717 | 0.652 | 5.51 | 4.8295 | 0.79514 | 0.57148 | 4.8295 | 4.5557 | 0.75007 | 0.53909 | 4.5557 | 3.6278 | 0.59729 | 0.42929 | 3.6278 | 2.8269 | 0.46542 | 0.33451 | 2.8269 | 17.5893 | 2.8959 | 2.0814 | 3.9376 | 2.8792 | 0.47404 | 0.3407 | 2.8792 | 8.934 | 1.4709 | 1.0572 | -0.64547 | 7.6271 | 1.2557 | 0.90253 | -3.1829 | 6.1773 | 1.017 | 0.73097 | -3.0653
HUTTON END & SKELTON C | PENRITH & SHAP | HARKER / HUTTON | 342672 | 538337 | 29.0136 | 29.0136 | 20.8559 | 20.9487 | 29.0532 | 28.9487 | 20.806 | 20.6055 | 29.1324 | 28.6945 | 20.6233 | 20.3115 | 29.2317 | 28.4238 | 20.4288 | 20.0194 | 29.3158 | 28.1597 | 20.239 | 19.7676 | 29.4171 | 27.8847 | 20.0412 | 19.4038 | 29.5392 | 27.6178 | 19.8495 | 19.0888 | 29.6963 | 27.5372 | 19.7915 | 18.8104 | 29.8786 | 27.4448 | 19.7251 | 18.4508 | 30.0522 | 27.3535 | 19.6595 | 18.1146 | 30.9267 | 26.9331 | 19.3574 | 16.4588 | 30.2561 | 27.2684 | 19.5983 | 17.7588 | 32.0945 | 26.3191 | 18.916 | 13.9925 | 32.8265 | 25.7204 | 18.4858 | 11.7633 | 33.5589 | 24.9733 | 17.9488 | 8.6907 | 29.0055 | 29.0055 | 20.8559 | 20.9487 | 29.0486 | 28.9726 | 20.8232 | 20.6963 | 29.0554 | 28.9529 | 20.809 | 20.6529 | 29.0861 | 28.9201 | 20.7854 | 20.5874 | 29.1129 | 28.8933 | 20.7662 | 20.5572 | 29.1386 | 28.858 | 20.7408 | 20.4669 | 29.1881 | 28.8198 | 20.7133 | 20.3583 | 29.2626 | 28.7828 | 20.6868 | 20.2103 | 29.3701 | 28.7271 | 20.6467 | 19.9463 | 29.4663 | 28.6944 | 20.6232 | 19.8046 | 30.067 | 28.5111 | 20.4915 | 18.943 | 29.586 | 28.6594 | 20.5981 | 19.6463 | 30.8988 | 28.1773 | 20.2516 | 17.4322 | 31.6705 | 27.8151 | 19.9912 | 15.8702 | 32.2362 | 27.4592 | 19.7355 | 14.3673 | 29.0136 | 29.0136 | 20.8559 | 20.9487 | 29.0575 | 28.9693 | 20.8208 | 20.711 | 29.1383 | 28.7322 | 20.6504 | 20.488 | 29.2384 | 28.4831 | 20.4714 | 20.3042 | 29.3354 | 28.2446 | 20.3 | 20.1854 | 29.4435 | 27.9983 | 20.123 | 20.0135 | 29.5689 | 27.7609 | 19.9523 | 19.8924 | 29.7117 | 27.7074 | 19.9139 | 19.7674 | 29.8942 | 27.6171 | 19.8489 | 19.4176 | 30.0544 | 27.5264 | 19.7838 | 19.0845 | 30.7855 | 27.1524 | 19.515 | 17.6858 | 30.2324 | 27.4424 | 19.7234 | 18.7347 | 31.5707 | 26.7243 | 19.2073 | 16.2508 | 32.2761 | 26.2715 | 18.8818 | 14.8792 | 32.7175 | 25.8497 | 18.5787 | 13.7721 | 29.0171 | 29.0171 | 20.8559 | 20.9487 | 29.0625 | 28.9397 | 20.7996 | 20.6035 | 29.1548 | 28.6865 | 20.6175 | 20.3285 | 29.2693 | 28.4042 | 20.4147 | 20.0549 | 29.4062 | 28.088 | 20.1874 | 19.8116 | 29.619 | 27.7822 | 19.9676 | 19.4346 | 29.8786 | 27.439 | 19.721 | 19.1079 | 30.179 | 27.2625 | 19.5941 | 18.8247 | 30.5433 | 27.0682 | 19.4544 | 18.4361 | 30.8021 | 26.8632 | 19.3071 | 18.019 | 32.1145 | 26.0742 | 18.74 | 15.4455 | 31.0839 | 26.6515 | 19.155 | 17.5565 | 33.6394 | 24.7266 | 17.7715 | 10.3189 | 34.6046 | 23.4513 | 16.8549 | 6.8282 | 35.0525 | 22.5497 | 16.2069 | 5.1375 | 29.0171 | 29.0171 | 20.8559 | 20.9487 | 29.0686 | 28.9453 | 20.8035 | 20.602 | 29.164 | 28.7014 | 20.6283 | 20.32 | 29.303 | 28.4097 | 20.4186 | 19.982 | 29.5245 | 28.1174 | 20.2086 | 19.6552 | 29.825 | 27.8074 | 19.9857 | 19.2333 | 30.2048 | 27.4969 | 19.7626 | 18.8418 | 30.5929 | 27.3694 | 19.6709 | 18.4707 | 30.9453 | 27.1907 | 19.5425 | 17.8057 | 31.3231 | 26.9984 | 19.4043 | 17.1138 | 32.7297 | 26.0046 | 18.69 | 12.8647 | 31.6692 | 26.811 | 19.2696 | 16.36 | 34.1851 | 24.7917 | 17.8183 | 8.0535 | 34.8605 | 24.0806 | 17.3072 | 5.6226 | 34.9784 | 23.6248 | 16.9796 | 5.2069
SLIPWAY | EGREMONT | HARKER / HUTTON | 297180 | 518183 | 17.4041 | 17.4041 | 12.6431 | 6.7674 | 17.4828 | 17.4818 | 12.5645 | 6.46 | 17.5184 | 17.4063 | 12.5102 | 6.2823 | 17.5747 | 17.3278 | 12.4538 | 6.1031 | 17.6284 | 17.1984 | 12.3608 | 5.8511 | 17.6828 | 17.115 | 12.3009 | 5.6022 | 17.7443 | 17.0343 | 12.2429 | 5.4736 | 17.8112 | 16.9219 | 12.1621 | 5.2105 | 17.8877 | 16.8098 | 12.0816 | 5.0063 | 17.9402 | 16.6881 | 11.9941 | 4.8228 | 18.1068 | 16.2913 | 11.7089 | 3.716 | 17.9873 | 16.5789 | 11.9156 | 4.723 | 18.2393 | 15.7923 | 11.3502 | 0.76061 | 18.2863 | 15.4424 | 11.0988 | -1.5885 | 18.2776 | 14.9835 | 10.7689 | -3.1611 | 17.4018 | 17.4018 | 12.6431 | 6.7674 | 17.4957 | 17.4957 | 12.5874 | 6.425 | 17.4904 | 17.4904 | 12.5729 | 6.3881 | 17.5077 | 17.4545 | 12.5449 | 6.3205 | 17.5212 | 17.3994 | 12.5053 | 6.1751 | 17.5324 | 17.3521 | 12.4713 | 6.0477 | 17.5631 | 17.3103 | 12.4413 | 5.9865 | 17.6123 | 17.2386 | 12.3897 | 5.7121 | 17.6766 | 17.1674 | 12.3386 | 5.4608 | 17.6896 | 17.1272 | 12.3097 | 5.3517 | 17.7298 | 17.0229 | 12.2347 | 5.0324 | 17.6999 | 17.1033 | 12.2924 | 5.3013 | 17.7667 | 16.8513 | 12.1114 | 4.6691 | 17.7692 | 16.6325 | 11.9541 | 4.4765 | 17.7501 | 16.8451 | 12.1069 | 4.431 | 17.4041 | 17.4041 | 12.6431 | 6.7674 | 17.4828 | 17.4828 | 12.5888 | 6.4894 | 17.5184 | 17.4577 | 12.5472 | 6.3483 | 17.5747 | 17.4006 | 12.5062 | 6.2041 | 17.6284 | 17.3008 | 12.4344 | 6.0046 | 17.6828 | 17.2019 | 12.3634 | 5.8366 | 17.7443 | 17.1375 | 12.317 | 5.7976 | 17.8112 | 17.0404 | 12.2473 | 5.607 | 17.8877 | 16.9363 | 12.1724 | 5.4456 | 17.9402 | 16.8167 | 12.0865 | 5.2815 | 18.1068 | 16.5447 | 11.891 | 4.7722 | 17.9873 | 16.705 | 12.0062 | 5.1793 | 18.2393 | 16.5214 | 11.8742 | 4.257 | 18.2863 | 16.6937 | 11.9981 | 3.9917 | 18.2776 | 16.5059 | 11.8631 | 4.0054 | 17.4046 | 17.4046 | 12.6431 | 6.7674 | 17.4825 | 17.4619 | 12.5502 | 6.4804 | 17.5225 | 17.385 | 12.4949 | 6.3233 | 17.5893 | 17.3081 | 12.4397 | 6.1604 | 17.6589 | 17.1642 | 12.3362 | 5.9289 | 17.7328 | 17.0417 | 12.2482 | 5.7131 | 17.8136 | 16.8131 | 12.0839 | 5.6297 | 17.8956 | 16.5314 | 11.8814 | 5.4229 | 17.9993 | 16.5242 | 11.8763 | 5.2622 | 18.0673 | 16.4039 | 11.7898 | 5.1133 | 18.3257 | 16.0243 | 11.517 | 4.1185 | 18.1245 | 16.2797 | 11.7005 | 5.0494 | 18.6198 | 15.2158 | 10.9359 | 1.2955 | 18.7325 | 14.4891 | 10.4136 | -0.93408 | 18.7754 | 13.8766 | 9.9734 | -2.4079 | 17.4046 | 17.4046 | 12.6431 | 6.7674 | 17.4701 | 17.4701 | 12.5586 | 6.5202 | 17.4956 | 17.4101 | 12.5129 | 6.4019 | 17.5513 | 17.3403 | 12.4628 | 6.2708 | 17.6095 | 17.22 | 12.3763 | 6.0762 | 17.6672 | 17.0742 | 12.2716 | 5.9071 | 17.7323 | 16.916 | 12.1579 | 5.8657 | 17.8105 | 16.7073 | 12.0079 | 5.6306 | 17.9578 | 16.4645 | 11.8334 | 4.9873 | 18.0617 | 16.4032 | 11.7893 | 4.316 | 18.378 | 16.1495 | 11.6069 | 1.8604 | 18.1526 | 16.3281 | 11.7353 | 3.7181 | 18.6223 | 15.2823 | 10.9837 | -0.73568 | 18.7003 | 14.662 | 10.5379 | -2.2661 | 18.6498 | 14.5431 | 10.4524 | -1.8163
SNIPE | DROYLSDEN | STALYBRIDGE | 391844 | 398322 | 30.6924 | 7.6941 | 5.6127 | 14.6511 | 30.7914 | 7.314 | 5.3354 | 14.0327 | 30.8651 | 7.0257 | 5.1252 | 13.7713 | 30.9693 | 6.7627 | 4.9333 | 13.4224 | 31.0714 | 6.5903 | 4.8076 | 12.6985 | 31.1804 | 6.4187 | 4.6824 | 12.0378 | 31.3025 | 6.2906 | 4.5889 | 11.4572 | 31.4398 | 6.1192 | 4.4639 | 10.6709 | 31.591 | 5.8988 | 4.3031 | 9.6369 | 31.7075 | 5.6978 | 4.1565 | 8.6847 | 32.155 | 5.2544 | 3.833 | 7.2426 | 31.8222 | 5.5873 | 4.0758 | 8.3477 | 26.6389 | 4.3211 | 3.1522 | 3.5825 | 23.6845 | 3.8419 | 2.8026 | 0.38365 | 19.4506 | 3.1551 | 2.3016 | -1.9643 | 30.684 | 7.6941 | 5.6127 | 14.6511 | 30.7915 | 7.4934 | 5.4664 | 14.4266 | 30.801 | 7.3634 | 5.3715 | 14.532 | 30.8335 | 7.2069 | 5.2574 | 14.4706 | 30.8584 | 7.025 | 5.1247 | 14.2342 | 30.8777 | 6.8912 | 5.027 | 14.0885 | 30.922 | 6.8382 | 4.9884 | 13.9169 | 30.9927 | 6.7393 | 4.9162 | 13.4406 | 31.0827 | 6.6043 | 4.8178 | 12.7617 | 31.1297 | 6.4855 | 4.7311 | 12.1449 | 31.3304 | 6.2748 | 4.5774 | 11.3453 | 31.177 | 6.439 | 4.6971 | 11.9597 | 31.5802 | 6.0435 | 4.4086 | 10.4463 | 31.8167 | 6.1423 | 4.4807 | 9.9179 | 32.0177 | 6.3297 | 4.6175 | 9.5783 | 30.6924 | 7.6941 | 5.6127 | 14.6511 | 30.7919 | 7.4801 | 5.4566 | 14.3717 | 30.8657 | 7.297 | 5.323 | 14.1647 | 30.9702 | 7.0915 | 5.1732 | 13.8336 | 31.0745 | 6.8104 | 4.9681 | 13.1332 | 31.1846 | 6.5331 | 4.7658 | 12.5078 | 31.3077 | 6.3965 | 4.6662 | 11.9652 | 31.4428 | 6.2442 | 4.5551 | 11.2145 | 31.5943 | 6.0261 | 4.3959 | 10.1896 | 31.7089 | 5.8245 | 4.2489 | 9.2353 | 32.1295 | 5.4878 | 4.0033 | 8.273 | 31.8195 | 5.7147 | 4.1688 | 8.8938 | 31.5066 | 5.1107 | 3.7282 | 7.3836 | 31.7813 | 5.1552 | 3.7607 | 6.7587 | 30.5324 | 4.9527 | 3.6129 | 6.4514 | 30.6951 | 7.6941 | 5.6127 | 14.6511 | 30.7919 | 7.3586 | 5.368 | 13.851 | 30.8705 | 7.1575 | 5.2213 | 13.5916 | 30.9899 | 6.9408 | 5.0632 | 13.2553 | 31.1203 | 6.5986 | 4.8136 | 12.5355 | 31.2681 | 6.3196 | 4.6101 | 11.8896 | 31.4342 | 6.1593 | 4.4931 | 11.3335 | 31.6139 | 5.9562 | 4.345 | 10.5814 | 31.8351 | 5.7126 | 4.1673 | 9.551 | 32.0129 | 5.4781 | 3.9962 | 8.5938 | 29.7945 | 4.833 | 3.5256 | 7.0479 | 32.1883 | 5.3411 | 3.8962 | 8.2563 | 23.1901 | 3.7617 | 2.7441 | 3.5727 | 20.9168 | 3.3929 | 2.4751 | 0.9829 | 17.549 | 2.8466 | 2.0766 | -0.77056 | 30.6951 | 7.6941 | 5.6127 | 14.6511 | 30.7819 | 7.3525 | 5.3636 | 13.7708 | 30.8485 | 7.1666 | 5.228 | 13.5255 | 30.9599 | 6.9617 | 5.0784 | 13.2101 | 31.0918 | 6.6426 | 4.8457 | 12.5088 | 31.2416 | 6.3886 | 4.6604 | 11.885 | 31.4154 | 6.2429 | 4.5541 | 11.3468 | 31.6134 | 6.0385 | 4.405 | 10.5649 | 31.8798 | 5.7651 | 4.2056 | 9.1874 | 32.1071 | 5.4069 | 3.9443 | 7.6433 | 30.5986 | 4.9634 | 3.6207 | 4.5139 | 32.271 | 5.2347 | 3.8186 | 6.8369 | 23.2897 | 3.7778 | 2.7559 | 1.2407 | 20.1882 | 3.2747 | 2.3889 | -0.62051 | 19.1529 | 3.1068 | 2.2664 | -0.43326
S.E. MACCLESFIELD | MACCLESFIELD | MACCLESFIELD | 392001 | 372504 | 29.5128 | 12.6058 | 9.06 | 15.5675 | 29.6612 | 12.176 | 8.7511 | 13.2823 | 29.7708 | 12.065 | 8.6714 | 12.7457 | 29.9036 | 11.8907 | 8.5461 | 12.158 | 30.0451 | 11.7513 | 8.4459 | 11.6926 | 30.2048 | 11.6056 | 8.3412 | 11.1646 | 30.3864 | 11.4303 | 8.2152 | 10.5246 | 30.5892 | 11.3244 | 8.1391 | 10.2122 | 30.8162 | 11.1826 | 8.0371 | 9.6588 | 30.9766 | 11.0576 | 7.9473 | 9.2747 | 31.5868 | 10.3414 | 7.4326 | 6.6536 | 31.1344 | 10.911 | 7.8419 | 8.7114 | 32.2586 | 9.182 | 6.5993 | 1.5045 | 32.6954 | 8.2563 | 5.934 | -2.176 | 33.0323 | 7.5126 | 5.3994 | -4.9925 | 29.4902 | 12.6058 | 9.06 | 15.5675 | 29.6652 | 12.4359 | 8.9379 | 14.7096 | 29.7403 | 12.4208 | 8.9271 | 14.6326 | 29.8376 | 12.3261 | 8.859 | 14.2723 | 29.9424 | 12.2541 | 8.8073 | 14.0042 | 30.0582 | 12.1769 | 8.7518 | 13.7013 | 30.2061 | 12.0607 | 8.6683 | 13.1934 | 30.3903 | 11.9619 | 8.5972 | 12.7888 | 30.593 | 11.8168 | 8.493 | 12.1222 | 30.6724 | 11.7513 | 8.4459 | 11.8518 | 30.9725 | 11.4408 | 8.2227 | 10.5049 | 30.7439 | 11.6528 | 8.3751 | 11.4053 | 31.3276 | 11.1272 | 7.9974 | 9.25 | 31.625 | 10.9302 | 7.8557 | 8.5948 | 31.8646 | 10.7491 | 7.7256 | 8.08 | 29.5128 | 12.6058 | 9.06 | 15.5675 | 29.6626 | 12.4138 | 8.922 | 14.6176 | 29.7726 | 12.3367 | 8.8666 | 14.2831 | 29.9056 | 12.1814 | 8.755 | 13.7674 | 30.049 | 12.0593 | 8.6673 | 13.3914 | 30.2096 | 11.935 | 8.5779 | 13.0045 | 30.3903 | 11.7954 | 8.4776 | 12.5384 | 30.5897 | 11.7054 | 8.4129 | 12.3291 | 30.8157 | 11.5758 | 8.3198 | 11.8333 | 30.9729 | 11.4521 | 8.2309 | 11.4505 | 31.5546 | 10.9036 | 7.8366 | 9.7144 | 31.1258 | 11.3045 | 8.1248 | 10.8884 | 32.1103 | 10.4464 | 7.508 | 8.2375 | 32.4744 | 10.0828 | 7.2467 | 7.5283 | 32.7137 | 9.8042 | 7.0464 | 7.2057 | 29.5191 | 12.6058 | 9.06 | 15.5675 | 29.6703 | 12.0665 | 8.6724 | 12.6583 | 29.7933 | 11.9205 | 8.5675 | 12.0893 | 29.953 | 11.7346 | 8.4339 | 11.5303 | 30.1388 | 11.5631 | 8.3107 | 11.1054 | 30.3543 | 11.3912 | 8.1871 | 10.6471 | 30.5956 | 11.1955 | 8.0464 | 10.1097 | 30.8569 | 11.0599 | 7.949 | 9.9302 | 31.1777 | 10.9114 | 7.8422 | 9.48 | 31.4169 | 10.7583 | 7.7322 | 9.1557 | 32.3648 | 9.904 | 7.1182 | 6.6665 | 31.6504 | 10.5659 | 7.5939 | 8.5964 | 33.3666 | 8.5761 | 6.1638 | 1.7941 | 33.9641 | 7.5961 | 5.4595 | -1.673 | 34.2863 | 6.871 | 4.9383 | -4.2095 | 29.5191 | 12.6058 | 9.06 | 15.5675 | 29.6508 | 12.0242 | 8.6421 | 12.3753 | 29.7523 | 11.9035 | 8.5553 | 11.8097 | 29.8935 | 11.7142 | 8.4192 | 11.2776 | 30.0695 | 11.5541 | 8.3042 | 10.8882 | 30.2763 | 11.3838 | 8.1818 | 10.4886 | 30.5148 | 11.1748 | 8.0316 | 10.009 | 30.7835 | 11.0211 | 7.9211 | 9.774 | 31.1467 | 10.7163 | 7.702 | 8.6052 | 31.4468 | 10.402 | 7.4761 | 7.5048 | 32.5056 | 9.1168 | 6.5524 | 2.8743 | 31.7377 | 10.0551 | 7.2268 | 6.1788 | 33.4553 | 7.7227 | 5.5505 | -1.6287 | 33.9178 | 7.052 | 5.0684 | -3.9498 | 34.0386 | 6.9228 | 4.9755 | -3.5841
SOUTH PARK | LYTHAM | PENWORTHAM WEST / STANAH | 336410 | 427512 | 29.5406 | 12.8063 | 9.2042 | 19.8376 | 29.6256 | 12.5982 | 9.0545 | 18.7235 | 29.6774 | 12.4246 | 8.9298 | 18.2796 | 29.7418 | 12.2581 | 8.8101 | 18.1856 | 29.8037 | 12.1611 | 8.7404 | 17.9318 | 29.8675 | 12.0229 | 8.6411 | 17.7525 | 29.9367 | 11.9156 | 8.5639 | 17.527 | 30.0118 | 11.8264 | 8.4999 | 17.3279 | 30.0937 | 11.6986 | 8.408 | 17.0979 | 30.1524 | 11.5956 | 8.334 | 16.9611 | 30.3561 | 11.1607 | 8.0214 | 16.0259 | 30.2074 | 11.5051 | 8.269 | 16.8247 | 30.5588 | 10.3997 | 7.4745 | 13.3419 | 30.6849 | 9.8012 | 7.0443 | 11.2366 | 30.7743 | 9.3758 | 6.7386 | 9.7232 | 29.5289 | 12.8063 | 9.2042 | 19.8376 | 29.6257 | 12.7383 | 9.1553 | 19.5046 | 29.642 | 12.6981 | 9.1264 | 19.3741 | 29.6785 | 12.6527 | 9.0937 | 19.3945 | 29.7095 | 12.5716 | 9.0354 | 19.2738 | 29.7349 | 12.5165 | 8.9959 | 19.1599 | 29.7752 | 12.4228 | 8.9285 | 18.9618 | 29.8316 | 12.3581 | 8.882 | 18.7566 | 29.8994 | 12.2966 | 8.8378 | 18.4718 | 29.924 | 12.2284 | 8.7888 | 18.3629 | 30.0147 | 12.1457 | 8.7293 | 17.9347 | 29.9469 | 12.2019 | 8.7697 | 18.2567 | 30.1126 | 11.9295 | 8.574 | 17.5198 | 30.188 | 11.635 | 8.3623 | 17.2881 | 30.2463 | 11.3978 | 8.1919 | 17.1047 | 29.5406 | 12.8063 | 9.2042 | 19.8376 | 29.6257 | 12.7292 | 9.1487 | 19.4579 | 29.6775 | 12.5867 | 9.0463 | 19.1762 | 29.742 | 12.4741 | 8.9654 | 19.0873 | 29.8043 | 12.3512 | 8.877 | 18.8664 | 29.8683 | 12.2118 | 8.7769 | 18.7175 | 29.9377 | 12.1211 | 8.7117 | 18.535 | 30.0124 | 12.0419 | 8.6548 | 18.3708 | 30.0943 | 11.9304 | 8.5746 | 18.1624 | 30.1526 | 11.823 | 8.4974 | 18.0325 | 30.3514 | 11.4668 | 8.2414 | 17.4905 | 30.2069 | 11.7307 | 8.4311 | 17.8953 | 30.5344 | 11.1481 | 8.0124 | 16.9842 | 30.6506 | 10.9374 | 7.8609 | 16.6901 | 30.7205 | 10.7958 | 7.7592 | 16.4635 | 29.542 | 12.8063 | 9.2042 | 19.8376 | 29.6283 | 12.5346 | 9.0088 | 18.375 | 29.6824 | 12.3052 | 8.844 | 17.8687 | 29.7558 | 12.207 | 8.7734 | 17.7851 | 29.8328 | 11.9328 | 8.5763 | 17.5358 | 29.9122 | 11.6712 | 8.3883 | 17.3589 | 29.997 | 11.3648 | 8.1681 | 17.1439 | 30.0862 | 11.136 | 8.0036 | 16.9764 | 30.1951 | 11.1062 | 7.9823 | 16.7336 | 30.2735 | 11.002 | 7.9073 | 16.5971 | 30.5949 | 10.5681 | 7.5955 | 15.6873 | 30.3449 | 10.9274 | 7.8537 | 16.4634 | 30.9423 | 9.8629 | 7.0887 | 13.4165 | 31.1145 | 9.3003 | 6.6843 | 11.4164 | 31.2004 | 8.853 | 6.3628 | 10.0183 | 29.542 | 12.8063 | 9.2042 | 19.8376 | 29.6184 | 12.5195 | 8.998 | 18.2241 | 29.6613 | 12.3029 | 8.8424 | 17.715 | 29.7243 | 12.2051 | 8.772 | 17.6647 | 29.7905 | 12.0225 | 8.6408 | 17.4366 | 29.8586 | 11.8433 | 8.512 | 17.3031 | 29.9351 | 11.6884 | 8.4007 | 17.1194 | 30.0267 | 11.521 | 8.2804 | 16.9138 | 30.1809 | 11.3163 | 8.1332 | 16.3763 | 30.2876 | 11.1137 | 7.9876 | 15.8993 | 30.6201 | 10.2945 | 7.3988 | 13.838 | 30.3789 | 10.9554 | 7.8738 | 15.4086 | 30.9164 | 9.5377 | 6.8549 | 11.4422 | 31.0399 | 9.1317 | 6.5632 | 10.0778 | 31.0332 | 9.0391 | 6.4966 | 10.3437
S.W. MACCLESFIELD | MACCLESFIELD | MACCLESFIELD | 390968 | 373004 | 22.3082 | 3.6729 | 2.6398 | 10.0312 | 19.0866 | 3.1425 | 2.2585 | 7.1961 | 18.2169 | 2.9993 | 2.1556 | 6.4894 | 16.7248 | 2.7536 | 1.9791 | 5.5653 | 15.6418 | 2.5753 | 1.8509 | 4.9957 | 14.4345 | 2.3765 | 1.7081 | 4.2774 | 13.1751 | 2.1692 | 1.559 | 3.5344 | 12.2445 | 2.016 | 1.4489 | 3.0862 | 11.0004 | 1.8111 | 1.3017 | 2.3367 | 9.9665 | 1.6409 | 1.1794 | 1.8137 | 4.1861 | 0.68921 | 0.49535 | -1.8323 | 8.7204 | 1.4358 | 1.0319 | 1.0456 | 2.6844 | 0.44197 | 0.31765 | -9.7347 | 2.6844 | 0.44197 | 0.31765 | -15.426 | 2.6844 | 0.44197 | 0.31765 | -19.7655 | 22.3082 | 3.6729 | 2.6398 | 10.0312 | 20.944 | 3.4483 | 2.4783 | 8.844 | 20.8555 | 3.4337 | 2.4679 | 8.7619 | 20.1284 | 3.314 | 2.3818 | 8.2427 | 19.6646 | 3.2376 | 2.3269 | 7.956 | 19.1232 | 3.1485 | 2.2629 | 7.6135 | 18.31 | 3.0146 | 2.1667 | 7.0612 | 17.6148 | 2.9001 | 2.0844 | 6.5775 | 16.5181 | 2.7196 | 1.9546 | 5.7532 | 15.9487 | 2.6258 | 1.8872 | 5.4027 | 13.4413 | 2.213 | 1.5905 | 3.6584 | 15.1088 | 2.4875 | 1.7878 | 4.7832 | 10.1895 | 1.6776 | 1.2057 | 1.8254 | 11.1378 | 1.8338 | 1.318 | 1.103 | 12.5257 | 2.0623 | 1.4822 | 0.53319 | 22.3082 | 3.6729 | 2.6398 | 10.0312 | 20.7392 | 3.4146 | 2.4541 | 8.7356 | 20.0704 | 3.3044 | 2.375 | 8.2631 | 18.6223 | 3.066 | 2.2036 | 7.4334 | 17.6948 | 2.9133 | 2.0939 | 6.9717 | 16.7262 | 2.7538 | 1.9792 | 6.4377 | 15.7667 | 2.5959 | 1.8657 | 5.9072 | 14.9953 | 2.4689 | 1.7744 | 5.5978 | 13.8334 | 2.2776 | 1.6369 | 4.9278 | 12.8105 | 2.1091 | 1.5159 | 4.4109 | 8.4775 | 1.3958 | 1.0032 | 2.1418 | 11.5609 | 1.9034 | 1.368 | 3.6459 | 5.8908 | 0.96988 | 0.69707 | -0.02008 | 7.2392 | 1.1919 | 0.85662 | -0.83124 | 8.2201 | 1.3534 | 0.9727 | -1.1901 | 22.3082 | 3.6729 | 2.6398 | 10.0312 | 18.1808 | 2.9933 | 2.1514 | 6.4925 | 17.1256 | 2.8196 | 2.0265 | 5.7597 | 15.3839 | 2.5328 | 1.8204 | 4.8781 | 13.9767 | 2.3012 | 1.6539 | 4.3646 | 12.5803 | 2.0712 | 1.4886 | 3.7538 | 10.9635 | 1.8051 | 1.2973 | 3.1495 | 9.6697 | 1.592 | 1.1442 | 2.916 | 8.7309 | 1.4375 | 1.0331 | 2.3082 | 8.0098 | 1.3188 | 0.94781 | 1.8956 | 2.4736 | 0.40726 | 0.29271 | -1.4137 | 6.9771 | 1.1487 | 0.82562 | 1.2148 | 2.6844 | 0.44197 | 0.31765 | -8.9564 | 2.6844 | 0.44197 | 0.31765 | -14.311 | 2.6844 | 0.44197 | 0.31765 | -18.3194 | 22.3082 | 3.6729 | 2.6398 | 10.0312 | 17.914 | 2.9494 | 2.1198 | 6.1785 | 16.833 | 2.7714 | 1.9919 | 5.4638 | 14.9555 | 2.4623 | 1.7697 | 4.6056 | 13.6505 | 2.2474 | 1.6153 | 4.138 | 12.1273 | 1.9967 | 1.435 | 3.6034 | 10.4525 | 1.7209 | 1.2369 | 3.0968 | 9.7271 | 1.6015 | 1.151 | 2.7313 | 7.6512 | 1.2597 | 0.90538 | 0.98174 | 5.4807 | 0.90236 | 0.64854 | -0.63864 | 2.6844 | 0.44197 | 0.31765 | -7.3489 | 2.8474 | 0.4688 | 0.33694 | -2.6012 | 2.6844 | 0.44197 | 0.31765 | -14.3656 | 2.6844 | 0.44197 | 0.31765 | -17.9544 | 2.6844 | 0.44197 | 0.31765 | -17.3975
SPA RD | BOLTON | KEARSLEY | 371065 | 409109 | 37.8117 | 8.6209 | 6.2888 | 7.9932 | 37.938 | 8.4431 | 6.1591 | 7.3876 | 38.0673 | 8.092 | 5.903 | 6.2927 | 38.2422 | 7.7977 | 5.6883 | 5.8189 | 38.4024 | 7.6789 | 5.6016 | 5.1184 | 38.5657 | 7.5409 | 5.501 | 4.554 | 38.75 | 7.3943 | 5.394 | 4.1771 | 38.955 | 7.2165 | 5.2643 | 3.4984 | 39.1825 | 7.0798 | 5.1646 | 2.9466 | 39.355 | 6.9674 | 5.0826 | 2.665 | 38.2505 | 6.2046 | 4.5262 | 0.36701 | 39.5338 | 6.8359 | 4.9867 | 2.3164 | 30.7573 | 4.9891 | 3.6395 | -4.4897 | 26.6603 | 4.3246 | 3.1547 | -9.4633 | 25.1386 | 4.0777 | 2.9746 | -12.7795 | 37.8042 | 8.6209 | 6.2888 | 7.9932 | 37.9885 | 8.5399 | 6.2297 | 7.752 | 38.0204 | 8.4042 | 6.1308 | 7.3444 | 38.1113 | 8.3352 | 6.0804 | 7.4185 | 38.1904 | 8.2153 | 5.993 | 7.2579 | 38.265 | 8.1255 | 5.9275 | 7.2508 | 38.3968 | 8.0507 | 5.8729 | 7.1826 | 38.5904 | 7.9123 | 5.7719 | 6.7201 | 38.841 | 7.7106 | 5.6248 | 6.1736 | 38.9165 | 7.6288 | 5.5651 | 6.134 | 39.2939 | 7.6033 | 5.5465 | 5.4706 | 39.0002 | 7.6824 | 5.6042 | 6.0058 | 39.778 | 7.4661 | 5.4464 | 5.0111 | 40.1936 | 7.807 | 5.6951 | 4.3319 | 40.5241 | 8.0901 | 5.9016 | 4.0745 | 37.8117 | 8.6209 | 6.2888 | 7.9932 | 37.9427 | 8.5271 | 6.2204 | 7.7371 | 38.0717 | 8.2281 | 6.0023 | 6.7213 | 38.2472 | 7.9498 | 5.7992 | 6.2932 | 38.4112 | 7.8548 | 5.73 | 5.6597 | 38.5764 | 7.698 | 5.6156 | 5.1909 | 38.757 | 7.554 | 5.5105 | 4.9193 | 38.9543 | 7.386 | 5.388 | 4.3347 | 39.1784 | 7.2554 | 5.2927 | 3.8308 | 39.3435 | 7.1528 | 5.2178 | 3.5651 | 40.0153 | 6.5858 | 4.8042 | 2.1305 | 39.5112 | 7.0254 | 5.1249 | 3.2136 | 37.7258 | 6.1195 | 4.4641 | 0.97466 | 38.3138 | 6.2149 | 4.5337 | 0.059924 | 40.9142 | 6.6367 | 4.8414 | -0.093637 | 37.8147 | 8.6209 | 6.2888 | 7.9932 | 37.9392 | 8.3843 | 6.1162 | 7.2014 | 38.0713 | 7.9486 | 5.7984 | 6.1217 | 38.2613 | 7.8982 | 5.7617 | 5.6772 | 38.4575 | 7.6648 | 5.5914 | 4.9914 | 38.6796 | 7.4658 | 5.4462 | 4.4529 | 38.9296 | 7.3089 | 5.3317 | 4.1132 | 39.2003 | 7.1205 | 5.1943 | 3.4858 | 39.523 | 6.9198 | 5.0479 | 2.9427 | 39.7884 | 6.747 | 4.9218 | 2.6591 | 35.8711 | 5.8186 | 4.2446 | 0.39999 | 40.064 | 6.5579 | 4.7839 | 2.3153 | 27.4652 | 4.4551 | 3.25 | -4.1977 | 24.8583 | 4.0323 | 2.9415 | -8.4515 | 23.4137 | 3.7979 | 2.7705 | -11.2482 | 37.8147 | 8.6209 | 6.2888 | 7.9932 | 37.9115 | 8.3885 | 6.1193 | 7.1461 | 38.0126 | 8.0503 | 5.8726 | 6.1201 | 38.1818 | 7.9867 | 5.8262 | 5.7366 | 38.3744 | 7.7385 | 5.6451 | 5.109 | 38.5987 | 7.5722 | 5.5238 | 4.6361 | 38.8649 | 7.4149 | 5.4091 | 4.3561 | 39.1748 | 7.1629 | 5.2252 | 3.7107 | 39.6238 | 6.7557 | 4.9282 | 2.4456 | 39.2429 | 6.3656 | 4.6436 | 1.3801 | 29.2199 | 4.7398 | 3.4576 | -3.093 | 36.7895 | 5.9676 | 4.3533 | 0.23927 | 20.5807 | 3.3384 | 2.4353 | -7.8553 | 21.4465 | 3.4788 | 2.5378 | -11.1142 | 21.282 | 3.4521 | 2.5183 | -10.2621
SPADEADAM 132/11KV | - | HARKER / HUTTON | 361282 | 570359 | 1.6795 | 0.44197 | 0.31765 | 1.6795 | 1.6795 | 0.44197 | 0.31765 | 1.6795 | 1.6795 | 0.44197 | 0.31765 | 1.6795 | 1.6795 | 0.44197 | 0.31765 | 1.6795 | 1.6795 | 0.44197 | 0.31765 | 1.6795 | 1.6795 | 0.44197 | 0.31765 | 1.6795 | 1.6795 | 0.44197 | 0.31765 | 1.6795 | 1.6795 | 0.44197 | 0.31765 | 1.6795 | 1.6795 | 0.44197 | 0.31765 | 1.6795 | 1.6795 | 0.44197 | 0.31765 | 1.6795 | 1.6795 | 0.44197 | 0.31765 | 1.6795 | 1.6795 | 0.44197 | 0.31765 | 1.6795 | 1.6795 | 0.44197 | 0.31765 | 1.6795 | 1.6795 | 0.44197 | 0.31765 | 1.6795 | 1.6795 | 0.44197 | 0.31765 | 1.6795 | 1.6795 | 0.44197 | 0.31765 | 1.6795 | 1.6795 | 0.44197 | 0.31765 | 1.6795 | 1.6795 | 0.44197 | 0.31765 | 1.6795 | 1.6795 | 0.44197 | 0.31765 | 1.6795 | 1.6795 | 0.44197 | 0.31765 | 1.6795 | 1.6795 | 0.44197 | 0.31765 | 1.6795 | 1.6795 | 0.44197 | 0.31765 | 1.6795 | 1.6795 | 0.44197 | 0.31765 | 1.6795 | 1.6795 | 0.44197 | 0.31765 | 1.6795 | 1.6795 | 0.44197 | 0.31765 | 1.6795 | 1.6795 | 0.44197 | 0.31765 | 1.6795 | 1.6795 | 0.44197 | 0.31765 | 1.6795 | 1.6795 | 0.44197 | 0.31765 | 1.6795 | 1.6795 | 0.44197 | 0.31765 | 1.6795 | 1.6795 | 0.44197 | 0.31765 | 1.6795 | 1.6795 | 0.44197 | 0.31765 | 1.6795 | 1.6795 | 0.44197 | 0.31765 | 1.6795 | 1.6795 | 0.44197 | 0.31765 | 1.6795 | 1.6795 | 0.44197 | 0.31765 | 1.6795 | 1.6795 | 0.44197 | 0.31765 | 1.6795 | 1.6795 | 0.44197 | 0.31765 | 1.6795 | 1.6795 | 0.44197 | 0.31765 | 1.6795 | 1.6795 | 0.44197 | 0.31765 | 1.6795 | 1.6795 | 0.44197 | 0.31765 | 1.6795 | 1.6795 | 0.44197 | 0.31765 | 1.6795 | 1.6795 | 0.44197 | 0.31765 | 1.6795 | 1.6795 | 0.44197 | 0.31765 | 1.6795 | 1.6795 | 0.44197 | 0.31765 | 1.6795 | 1.6795 | 0.44197 | 0.31765 | 1.6795 | 1.6795 | 0.44197 | 0.31765 | 1.6795 | 1.6795 | 0.44197 | 0.31765 | 1.6795 | 1.6795 | 0.44197 | 0.31765 | 1.6795 | 1.6795 | 0.44197 | 0.31765 | 1.6795 | 1.6795 | 0.44197 | 0.31765 | 1.6795 | 1.6795 | 0.44197 | 0.31765 | 1.6795 | 1.6795 | 0.44197 | 0.31765 | 1.6795 | 1.6795 | 0.44197 | 0.31765 | 1.6795 | 1.6795 | 0.44197 | 0.31765 | 1.6795 | 1.6795 | 0.44197 | 0.31765 | 1.6795 | 1.6795 | 0.44197 | 0.31765 | 1.6795 | 1.6795 | 0.44197 | 0.31765 | 1.6795 | 1.6795 | 0.44197 | 0.31765 | 1.6795 | 1.6795 | 0.44197 | 0.31765 | 1.6795 | 1.6795 | 0.44197 | 0.31765 | 1.6795 | 1.6795 | 0.44197 | 0.31765 | 1.6795 | 1.6795 | 0.44197 | 0.31765 | 1.6795 | 1.6795 | 0.44197 | 0.31765 | 1.6795 | 1.6795 | 0.44197 | 0.31765 | 1.6795 | 1.6795 | 0.44197 | 0.31765 | 1.6795 | 1.6795 | 0.44197 | 0.31765 | 1.6795 | 1.6795 | 0.44197 | 0.31765 | 1.6795 | 1.6795 | 0.44197 | 0.31765 | 1.6795 | 1.6795 | 0.44197 | 0.31765 | 1.6795 | 1.6795 | 0.44197 | 0.31765 | 1.6795 | 1.6795 | 0.44197 | 0.31765 | 1.6795 | 1.6795 | 0.44197 | 0.31765 | 1.6795 | 1.6795 | 0.44197 | 0.31765 | 1.6795 | 1.6795 | 0.44197 | 0.31765 | 1.6795 | 1.6795 | 0.44197 | 0.31765 | 1.6795 | 1.6795 | 0.44197 | 0.31765 | 1.6795
SPOTLAND | ROCHDALE CENTRAL | ROCHDALE | 387882 | 414309 | 22.7128 | 13.1466 | 9.5903 | 11.4382 | 22.8288 | 13.0386 | 9.5115 | 10.9221 | 22.9222 | 13.009 | 9.4899 | 10.8261 | 23.042 | 12.9019 | 9.4118 | 10.4959 | 23.1716 | 12.7694 | 9.3151 | 10.0849 | 23.3175 | 12.5625 | 9.1642 | 9.5397 | 23.4835 | 12.5 | 9.1186 | 9.3629 | 23.6334 | 12.4967 | 9.1162 | 9.1187 | 23.7972 | 12.4759 | 9.101 | 8.846 | 23.9138 | 12.4281 | 9.0662 | 8.5154 | 24.3062 | 12.0337 | 8.7784 | 6.5867 | 24.0227 | 12.3975 | 9.0438 | 8.2803 | 24.6453 | 11.0421 | 8.0551 | 1.7507 | 24.8254 | 10.1265 | 7.3872 | -2.2212 | 24.9031 | 9.4209 | 6.8724 | -5.0704 | 22.7006 | 13.1466 | 9.5903 | 11.4382 | 22.818 | 13.0479 | 9.5183 | 10.8887 | 22.8434 | 13.0858 | 9.5459 | 11.024 | 22.8909 | 13.0562 | 9.5243 | 10.8715 | 22.9379 | 12.9978 | 9.4817 | 10.6289 | 22.9865 | 12.914 | 9.4206 | 10.2497 | 23.0575 | 12.876 | 9.3929 | 10.1503 | 23.1534 | 12.8158 | 9.349 | 9.9178 | 23.2618 | 12.7174 | 9.2772 | 9.4999 | 23.3097 | 12.6632 | 9.2377 | 9.2809 | 23.4782 | 12.4333 | 9.0699 | 8.5149 | 23.3545 | 12.6134 | 9.2013 | 9.0872 | 23.6459 | 12.2812 | 8.959 | 7.7838 | 23.7579 | 12.3356 | 8.9986 | 7.4353 | 23.8288 | 12.2887 | 8.9644 | 7.2762 | 22.7128 | 13.1466 | 9.5903 | 11.4382 | 22.8288 | 13.0426 | 9.5144 | 10.9438 | 22.9222 | 12.9972 | 9.4813 | 10.8721 | 23.042 | 12.873 | 9.3907 | 10.5717 | 23.1716 | 12.7393 | 9.2931 | 10.2108 | 23.3175 | 12.5757 | 9.1738 | 9.7584 | 23.4835 | 12.556 | 9.1594 | 9.6817 | 23.6334 | 12.5694 | 9.1692 | 9.4946 | 23.7972 | 12.5533 | 9.1575 | 9.2564 | 23.9138 | 12.5085 | 9.1248 | 8.9376 | 24.3062 | 12.2926 | 8.9673 | 7.9899 | 24.0227 | 12.4775 | 9.1022 | 8.6953 | 24.6453 | 12.0085 | 8.76 | 7.0586 | 24.8254 | 11.7763 | 8.5907 | 6.6034 | 24.9031 | 11.5342 | 8.4141 | 6.4555 | 22.7179 | 13.1466 | 9.5903 | 11.4382 | 22.8365 | 13.0144 | 9.4938 | 10.9613 | 22.9441 | 12.9528 | 9.4489 | 10.9086 | 23.0942 | 12.7967 | 9.335 | 10.6113 | 23.2689 | 12.7413 | 9.2946 | 10.2433 | 23.4628 | 12.6522 | 9.2296 | 9.7756 | 23.6509 | 12.6432 | 9.223 | 9.706 | 23.8301 | 12.6234 | 9.2086 | 9.6179 | 24.0546 | 12.5673 | 9.1677 | 9.4514 | 24.2097 | 12.4506 | 9.0826 | 9.166 | 24.8705 | 11.8588 | 8.6509 | 7.3391 | 24.3473 | 12.3338 | 8.9974 | 8.9434 | 25.4883 | 10.778 | 7.8624 | 2.9965 | 25.8116 | 9.8503 | 7.1856 | -0.75716 | 26.0054 | 9.1566 | 6.6796 | -3.4044 | 22.7179 | 13.1466 | 9.5903 | 11.4382 | 22.8242 | 13.029 | 9.5045 | 10.9971 | 22.9179 | 12.9066 | 9.4152 | 10.9729 | 23.055 | 12.8802 | 9.396 | 10.6891 | 23.2162 | 12.8654 | 9.3852 | 10.3416 | 23.3962 | 12.8114 | 9.3457 | 9.9204 | 23.5749 | 12.806 | 9.3418 | 9.8842 | 23.7709 | 12.7503 | 9.3012 | 9.6462 | 24.1159 | 12.5312 | 9.1414 | 8.6518 | 24.3563 | 12.2676 | 8.949 | 7.5751 | 25.025 | 11.3119 | 8.2518 | 3.6357 | 24.5439 | 12.0411 | 8.7838 | 6.5756 | 25.5763 | 10.1705 | 7.4192 | -0.63962 | 25.8364 | 9.4566 | 6.8984 | -3.1948 | 25.8671 | 9.352 | 6.8221 | -2.7336
SPRING COTTAGE | NELSON | PADIHAM | 385446 | 437481 | -8.4306 | -1.3675 | -0.99759 | -8.4306 | -9.4683 | -1.5359 | -1.1204 | -9.4683 | -10.0154 | -1.6246 | -1.1851 | -10.0154 | -10.8245 | -1.7558 | -1.2809 | -10.8245 | -11.6964 | -1.8973 | -1.384 | -11.6964 | -12.1399 | -1.9692 | -1.4365 | -12.1399 | -12.7004 | -2.0601 | -1.5028 | -12.7004 | -13.2417 | -2.1479 | -1.5669 | -13.2417 | -13.5457 | -2.1972 | -1.6029 | -13.5457 | -13.9489 | -2.2626 | -1.6506 | -13.9489 | -16.4792 | -2.6731 | -1.95 | -16.4792 | -14.3243 | -2.3235 | -1.695 | -14.3243 | -21.51 | -3.4891 | -2.5453 | -21.51 | -23.2721 | -3.775 | -2.7538 | -23.2721 | -25.337 | -4.1099 | -2.9981 | -25.337 | -8.4306 | -1.3675 | -0.99759 | -8.4306 | -8.8144 | -1.4298 | -1.043 | -8.8144 | -9.4427 | -1.5317 | -1.1174 | -9.4427 | -10.2506 | -1.6627 | -1.2129 | -10.2506 | -10.6778 | -1.732 | -1.2635 | -10.6778 | -10.894 | -1.7671 | -1.2891 | -10.894 | -11.2444 | -1.8239 | -1.3305 | -11.2444 | -11.0669 | -1.7952 | -1.3095 | -11.0669 | -11.1668 | -1.8114 | -1.3214 | -11.1668 | -11.1596 | -1.8102 | -1.3205 | -11.1596 | -11.7234 | -1.9017 | -1.3872 | -11.7234 | -11.1899 | -1.8151 | -1.3241 | -11.1899 | -12.0206 | -1.9499 | -1.4224 | -12.0206 | -12.6934 | -2.059 | -1.502 | -12.6934 | -14.0546 | -2.2798 | -1.6631 | -14.0546 | -8.4306 | -1.3675 | -0.99759 | -8.4306 | -8.912 | -1.4456 | -1.0546 | -8.912 | -9.8849 | -1.6034 | -1.1697 | -9.8849 | -10.2402 | -1.6611 | -1.2117 | -10.2402 | -10.9901 | -1.7827 | -1.3005 | -10.9901 | -11.6383 | -1.8878 | -1.3772 | -11.6383 | -12.4678 | -2.0224 | -1.4753 | -12.4678 | -13.0107 | -2.1105 | -1.5396 | -13.0107 | -13.2584 | -2.1506 | -1.5689 | -13.2584 | -13.5299 | -2.1947 | -1.601 | -13.5299 | -15.6076 | -2.5317 | -1.8468 | -15.6076 | -13.9678 | -2.2657 | -1.6528 | -13.9678 | -18.6146 | -3.0195 | -2.2027 | -18.6146 | -18.2832 | -2.9657 | -2.1634 | -18.2832 | -18.8485 | -3.0574 | -2.2303 | -18.8485 | -8.4306 | -1.3675 | -0.99759 | -8.4306 | -9.3283 | -1.5131 | -1.1038 | -9.3283 | -9.7298 | -1.5783 | -1.1513 | -9.7298 | -10.6223 | -1.723 | -1.2569 | -10.6223 | -12.1293 | -1.9675 | -1.4353 | -12.1293 | -12.8538 | -2.085 | -1.521 | -12.8538 | -14.6493 | -2.3763 | -1.7335 | -14.6493 | -16.8636 | -2.7354 | -1.9955 | -16.8636 | -17.2647 | -2.8005 | -2.0429 | -17.2647 | -17.6317 | -2.86 | -2.0863 | -17.6317 | -20.0655 | -3.2548 | -2.3743 | -20.0655 | -18.2517 | -2.9606 | -2.1597 | -18.2517 | -23.4671 | -3.8066 | -2.7769 | -23.4671 | -26.0155 | -4.22 | -3.0784 | -26.0155 | -27.4374 | -4.4506 | -3.2467 | -27.4374 | -8.4306 | -1.3675 | -0.99759 | -8.4306 | -9.3039 | -1.5092 | -1.1009 | -9.3039 | -9.2022 | -1.4927 | -1.0889 | -9.2022 | -9.8322 | -1.5949 | -1.1634 | -9.8322 | -10.6496 | -1.7275 | -1.2602 | -10.6496 | -11.0891 | -1.7988 | -1.3122 | -11.0891 | -11.949 | -1.9383 | -1.4139 | -11.949 | -12.7496 | -2.0681 | -1.5087 | -12.7496 | -14.1816 | -2.3004 | -1.6781 | -14.1816 | -15.74 | -2.5532 | -1.8625 | -15.74 | -20.0221 | -3.2478 | -2.3692 | -20.0221 | -17.3873 | -2.8204 | -2.0574 | -17.3873 | -24.3689 | -3.9529 | -2.8836 | -24.3689 | -26.0845 | -4.2312 | -3.0866 | -26.0845 | -26.2117 | -4.2518 | -3.1016 | -26.2117
SPRING GARDEN ST 11kV | LANCASTER | HEYSHAM | 347661 | 461494 | 40.6321 | 10.1177 | 7.2718 | 28.8644 | 40.7631 | 9.4355 | 6.7815 | 25.2661 | 40.8476 | 9.2103 | 6.6196 | 24.4236 | 40.9534 | 9.0346 | 6.4934 | 24.0902 | 41.0581 | 8.8628 | 6.3699 | 23.8327 | 41.1679 | 8.7199 | 6.2672 | 23.5812 | 41.286 | 8.5379 | 6.1364 | 23.2289 | 41.4124 | 8.4552 | 6.0769 | 23.0508 | 43.7699 | 7.9803 | 5.7356 | 20.5746 | 43.8126 | 7.8816 | 5.6647 | 20.4137 | 44.0723 | 7.385 | 5.3077 | 19.2161 | 43.8565 | 7.7828 | 5.5937 | 20.1931 | 39.2669 | 6.465 | 4.6465 | 15.7498 | 34.6614 | 5.7067 | 4.1015 | 12.0817 | 32.6442 | 5.3746 | 3.8628 | 11.0575 | 40.6325 | 10.1177 | 7.2718 | 28.8644 | 40.7793 | 9.9165 | 7.1272 | 27.9212 | 40.8169 | 9.8747 | 7.0972 | 27.796 | 40.8823 | 9.8236 | 7.0604 | 27.6544 | 40.9477 | 9.7798 | 7.0289 | 27.5806 | 41.0154 | 9.7356 | 6.9971 | 27.5193 | 41.1088 | 9.6396 | 6.9282 | 27.2196 | 41.2306 | 9.5677 | 6.8765 | 27.0232 | 41.3301 | 9.4667 | 6.8039 | 26.7093 | 41.3721 | 9.4062 | 6.7605 | 26.5335 | 41.5182 | 9.1924 | 6.6067 | 25.9303 | 41.4106 | 9.3407 | 6.7133 | 26.3156 | 41.6623 | 8.9645 | 6.443 | 25.3135 | 41.7566 | 8.8591 | 6.3672 | 24.7357 | 41.8009 | 8.9206 | 6.4114 | 24.9982 | 40.6321 | 10.1177 | 7.2718 | 28.8644 | 40.7631 | 9.7972 | 7.0415 | 27.2971 | 40.8476 | 9.6444 | 6.9316 | 26.8547 | 40.9535 | 9.4735 | 6.8088 | 26.549 | 41.0583 | 9.314 | 6.6942 | 26.3185 | 41.1681 | 9.1827 | 6.5998 | 26.107 | 41.2864 | 9.0136 | 6.4783 | 25.8185 | 41.4126 | 8.9464 | 6.43 | 25.6645 | 43.7701 | 8.4798 | 6.0946 | 23.2129 | 43.8127 | 8.3801 | 6.0229 | 23.0631 | 44.0706 | 8.0014 | 5.7507 | 22.3855 | 43.8563 | 8.2839 | 5.9538 | 22.8544 | 44.3712 | 7.6954 | 5.5308 | 21.6756 | 44.8686 | 7.5215 | 5.4059 | 20.5781 | 45.0224 | 7.4964 | 5.3878 | 20.8274 | 40.6316 | 10.1177 | 7.2718 | 28.8644 | 40.7616 | 9.1933 | 6.6074 | 23.9387 | 40.8463 | 8.917 | 6.4088 | 22.8583 | 40.9589 | 8.7227 | 6.2692 | 22.5298 | 41.0751 | 8.5458 | 6.142 | 22.2791 | 41.1943 | 8.3431 | 5.9964 | 22.0421 | 41.3203 | 8.019 | 5.7634 | 21.7005 | 41.4524 | 7.8941 | 5.6736 | 21.5566 | 43.7388 | 7.3819 | 5.3055 | 19.1887 | 43.7859 | 7.221 | 5.1899 | 19.0426 | 39.1027 | 6.438 | 4.6271 | 16.7586 | 42.993 | 7.0785 | 5.0874 | 18.8357 | 33.0387 | 5.4396 | 3.9095 | 13.4731 | 28.5256 | 4.6965 | 3.3755 | 10.4721 | 26.9062 | 4.4299 | 3.1839 | 9.819 | 40.6316 | 10.1177 | 7.2718 | 28.8644 | 40.7485 | 9.0881 | 6.5318 | 23.2942 | 40.8179 | 8.799 | 6.324 | 22.1167 | 40.9154 | 8.6067 | 6.1858 | 21.8164 | 41.6055 | 8.318 | 5.9783 | 21.0086 | 44.4647 | 7.6986 | 5.5332 | 18.0521 | 44.6427 | 7.3501 | 5.2826 | 16.8164 | 44.1632 | 7.2711 | 5.2259 | 16.8829 | 42.8852 | 7.0607 | 5.0747 | 16.4495 | 41.5287 | 6.8374 | 4.9142 | 15.9192 | 37.5247 | 6.1781 | 4.4404 | 13.641 | 39.9031 | 6.5697 | 4.7218 | 15.3008 | 30.392 | 5.0038 | 3.5963 | 10.205 | 26.8666 | 4.4234 | 3.1792 | 7.9804 | 27.5747 | 4.54 | 3.263 | 9.4862
SPRING GARDEN ST 6.6KV | LANCASTER | HEYSHAM | 347651 | 461484 | 29.7455 | 8.3654 | 6.1024 | 15.758 | 29.829 | 7.9011 | 5.7638 | 13.5898 | 29.9147 | 7.6847 | 5.6059 | 12.8977 | 30.0265 | 7.4724 | 5.451 | 12.417 | 30.1325 | 7.302 | 5.3267 | 12.0185 | 30.2391 | 7.1362 | 5.2058 | 11.6359 | 30.3487 | 6.9413 | 5.0636 | 11.1188 | 30.461 | 6.8294 | 4.9819 | 10.8665 | 30.5778 | 6.6852 | 4.8768 | 10.4888 | 30.6574 | 6.5545 | 4.7814 | 10.1533 | 30.9421 | 6.0075 | 4.3824 | 8.6067 | 30.7336 | 6.4152 | 4.6798 | 9.7604 | 31.2676 | 5.2015 | 3.7944 | 5.7242 | 27.4672 | 4.4554 | 3.2502 | 2.5483 | 24.8871 | 4.0369 | 2.9449 | 1.4576 | 29.7422 | 8.3654 | 6.1024 | 15.758 | 29.8692 | 8.2263 | 6.001 | 15.2135 | 29.9482 | 8.1852 | 5.971 | 15.0882 | 30.0641 | 8.0996 | 5.9085 | 14.8199 | 30.1812 | 8.0271 | 5.8557 | 14.6275 | 30.305 | 7.9595 | 5.8064 | 14.4671 | 30.4586 | 7.8483 | 5.7252 | 14.1078 | 30.6397 | 7.7609 | 5.6615 | 13.8656 | 30.8116 | 7.6352 | 5.5697 | 13.4051 | 30.8649 | 7.5506 | 5.5081 | 13.0856 | 31.0548 | 7.237 | 5.2793 | 11.9043 | 30.9155 | 7.4561 | 5.4391 | 12.6916 | 31.2605 | 6.9001 | 5.0336 | 10.6666 | 31.4326 | 6.6353 | 4.8403 | 9.4559 | 31.5804 | 6.6236 | 4.8318 | 9.4314 | 29.7455 | 8.3654 | 6.1024 | 15.758 | 29.8292 | 8.1754 | 5.9639 | 15.0148 | 29.9149 | 8.0115 | 5.8443 | 14.6193 | 30.0269 | 7.809 | 5.6966 | 14.1615 | 30.1337 | 7.636 | 5.5704 | 13.7827 | 30.2407 | 7.4834 | 5.4591 | 13.4261 | 30.3507 | 7.2993 | 5.3247 | 12.9541 | 30.4622 | 7.1928 | 5.247 | 12.7116 | 30.5791 | 7.0519 | 5.1442 | 12.3441 | 30.6579 | 6.9231 | 5.0503 | 12.0099 | 30.932 | 6.4616 | 4.7136 | 10.7972 | 30.7325 | 6.7839 | 4.9488 | 11.6199 | 31.2148 | 6.0656 | 4.4248 | 9.6495 | 31.4343 | 5.736 | 4.1844 | 8.281 | 31.6146 | 5.6305 | 4.1074 | 8.2343 | 29.7465 | 8.3654 | 6.1024 | 15.758 | 29.8258 | 7.7375 | 5.6444 | 12.8367 | 29.9115 | 7.4878 | 5.4623 | 12.0203 | 30.0243 | 7.2717 | 5.3046 | 11.5562 | 30.1352 | 7.0752 | 5.1612 | 11.174 | 30.2504 | 6.8638 | 5.0071 | 10.8114 | 30.3705 | 6.5941 | 4.8103 | 10.3103 | 30.4928 | 6.4185 | 4.6822 | 10.091 | 30.6263 | 6.2034 | 4.5253 | 9.7294 | 30.7215 | 6.007 | 4.382 | 9.408 | 31.0864 | 5.3406 | 3.8959 | 7.9373 | 30.8138 | 5.8087 | 4.2373 | 9.0279 | 28.1673 | 4.569 | 3.333 | 5.4767 | 23.5138 | 3.8142 | 2.7824 | 2.4858 | 21.3229 | 3.4588 | 2.5231 | 1.6141 | 29.7465 | 8.3654 | 6.1024 | 15.758 | 29.8067 | 7.6813 | 5.6034 | 12.4745 | 29.8697 | 7.4162 | 5.41 | 11.6106 | 29.9593 | 7.1985 | 5.2512 | 11.1831 | 30.0494 | 6.9899 | 5.0991 | 10.8392 | 30.1428 | 6.7874 | 4.9513 | 10.5164 | 30.2421 | 6.565 | 4.7891 | 10.0524 | 30.3466 | 6.4243 | 4.6865 | 9.8452 | 30.4726 | 6.1852 | 4.512 | 9.2053 | 30.5868 | 5.9477 | 4.3387 | 8.5708 | 30.9992 | 5.1569 | 3.7619 | 6.1954 | 30.6981 | 5.7051 | 4.1618 | 7.8645 | 25.274 | 4.0997 | 2.9907 | 3.6546 | 21.1463 | 3.4301 | 2.5022 | 1.1545 | 21.109 | 3.4241 | 2.4978 | 1.794
SQUIRES GATE | BLACKPOOL | PENWORTHAM WEST / STANAH | 332037 | 432063 | 20.5641 | 3.3357 | 2.4333 | 15.5258 | 17.3219 | 2.8098 | 2.0497 | 12.2956 | 16.303 | 2.6445 | 1.9291 | 11.3333 | 16.0589 | 2.6049 | 1.9002 | 11.1073 | 15.4817 | 2.5113 | 1.8319 | 10.7204 | 15.0258 | 2.4373 | 1.778 | 10.4463 | 14.6208 | 2.3716 | 1.7301 | 10.1873 | 14.1078 | 2.2884 | 1.6694 | 9.8742 | 13.4125 | 2.1756 | 1.5871 | 9.5932 | 12.7175 | 2.0629 | 1.5049 | 9.3505 | 11.6604 | 1.8914 | 1.3798 | 7.8297 | 12.4437 | 2.0185 | 1.4725 | 9.0804 | 20.8893 | 3.3884 | 2.4718 | 4.5953 | 26.3423 | 6.5928 | 4.8093 | 2.139 | 26.7343 | 7.0702 | 5.1576 | 0.25116 | 20.5641 | 3.3357 | 2.4333 | 15.5258 | 19.1919 | 3.1131 | 2.271 | 14.1546 | 18.8678 | 3.0605 | 2.2326 | 13.8372 | 18.8084 | 3.0509 | 2.2256 | 13.7973 | 18.5808 | 3.014 | 2.1987 | 13.6106 | 18.3015 | 2.9687 | 2.1656 | 13.5305 | 17.9884 | 2.9179 | 2.1286 | 13.3506 | 17.4765 | 2.8349 | 2.068 | 12.992 | 17.0557 | 2.7666 | 2.0182 | 12.5973 | 16.8382 | 2.7313 | 1.9925 | 12.3954 | 17.4923 | 2.8374 | 2.0699 | 11.5587 | 16.9721 | 2.753 | 2.0083 | 12.1668 | 24.7631 | 4.2885 | 3.1284 | 10.7339 | 25.0533 | 6.7495 | 4.9237 | 10.2973 | 25.3029 | 7.1917 | 5.2463 | 9.9967 | 20.5641 | 3.3357 | 2.4333 | 15.5258 | 18.2451 | 2.9595 | 2.1589 | 13.1447 | 17.3949 | 2.8216 | 2.0583 | 12.3686 | 17.2409 | 2.7966 | 2.0401 | 12.1521 | 16.6403 | 2.6992 | 1.969 | 11.7962 | 16.314 | 2.6463 | 1.9304 | 11.5682 | 15.9994 | 2.5953 | 1.8932 | 11.3607 | 15.5444 | 2.5215 | 1.8394 | 11.094 | 14.8984 | 2.4167 | 1.7629 | 10.8296 | 14.2628 | 2.3136 | 1.6877 | 10.5897 | 14.012 | 2.2729 | 1.658 | 9.597 | 14.0143 | 2.2733 | 1.6583 | 10.3186 | 25.7512 | 4.3137 | 3.1468 | 8.6315 | 26.0935 | 7.9654 | 5.8107 | 8.1136 | 26.3443 | 8.7355 | 6.3724 | 7.8254 | 20.5641 | 3.3357 | 2.4333 | 15.5258 | 16.1232 | 2.6153 | 1.9079 | 11.1474 | 15.0115 | 2.435 | 1.7763 | 9.9987 | 14.8499 | 2.4088 | 1.7572 | 9.825 | 14.2778 | 2.316 | 1.6895 | 9.4786 | 13.8121 | 2.2405 | 1.6344 | 9.2745 | 12.8984 | 2.0922 | 1.5263 | 9.1168 | 11.8345 | 1.9197 | 1.4004 | 8.9204 | 11.2765 | 1.8292 | 1.3343 | 8.7342 | 10.3016 | 1.671 | 1.219 | 8.544 | 8.5922 | 1.3937 | 1.0167 | 7.1577 | 9.8643 | 1.6001 | 1.1672 | 8.3233 | 18.5041 | 3.0015 | 2.1896 | 4.1082 | 27.4338 | 6.2322 | 4.5463 | 1.878 | 27.6647 | 6.8573 | 5.0023 | 0.34556 | 20.5641 | 3.3357 | 2.4333 | 15.5258 | 15.5625 | 2.5244 | 1.8415 | 10.5794 | 14.3482 | 2.3274 | 1.6978 | 9.3414 | 14.1098 | 2.2888 | 1.6696 | 9.1911 | 13.2521 | 2.1496 | 1.5681 | 8.8557 | 13.0614 | 2.1187 | 1.5456 | 8.6766 | 13.232 | 2.1464 | 1.5657 | 8.538 | 13.3682 | 2.1684 | 1.5819 | 8.2839 | 13.3775 | 2.17 | 1.583 | 7.641 | 13.9102 | 2.2564 | 1.646 | 6.9788 | 26.1971 | 7.8693 | 5.7405 | 4.2798 | 15.8618 | 2.5729 | 1.8769 | 6.2779 | 27.0786 | 6.8683 | 5.0103 | 1.4048 | 27.453 | 6.6438 | 4.8466 | -0.13266 | 27.5178 | 6.6104 | 4.8222 | 0.10617
ST ANNES | LYTHAM | PENWORTHAM WEST / STANAH | 331716 | 429849 | 22.4203 | 11.1434 | 8.129 | 14.5457 | 22.498 | 10.9464 | 7.9853 | 13.7022 | 22.5478 | 10.7886 | 7.8701 | 13.3713 | 22.6067 | 10.6804 | 7.7912 | 13.1679 | 22.6676 | 10.5322 | 7.6831 | 12.9302 | 22.7316 | 10.4052 | 7.5904 | 12.7045 | 22.8024 | 10.2582 | 7.4832 | 12.4583 | 22.8817 | 10.1282 | 7.3884 | 12.2519 | 22.9722 | 10.0538 | 7.3341 | 12.0289 | 23.0397 | 9.9785 | 7.2792 | 11.8214 | 23.2807 | 9.52 | 6.9447 | 10.5775 | 23.1041 | 9.8852 | 7.2111 | 11.6407 | 23.528 | 8.7664 | 6.395 | 7.6716 | 23.6849 | 8.0612 | 5.8806 | 5.3897 | 23.7988 | 7.6594 | 5.5874 | 3.6938 | 22.4102 | 11.1434 | 8.129 | 14.5457 | 22.4896 | 11.0283 | 8.045 | 13.9786 | 22.5109 | 10.9533 | 7.9903 | 13.8382 | 22.5429 | 10.9056 | 7.9555 | 13.7371 | 22.5723 | 10.858 | 7.9208 | 13.6008 | 22.6017 | 10.7883 | 7.8699 | 13.4892 | 22.6396 | 10.7466 | 7.8395 | 13.314 | 22.6883 | 10.6982 | 7.8042 | 13.1012 | 22.743 | 10.6373 | 7.7598 | 12.8552 | 22.7735 | 10.6072 | 7.7378 | 12.6992 | 22.893 | 10.3807 | 7.5726 | 12.1391 | 22.8031 | 10.558 | 7.7019 | 12.5543 | 23.0311 | 10.1169 | 7.3801 | 11.5865 | 23.1458 | 9.9304 | 7.2441 | 11.2661 | 23.2402 | 9.7095 | 7.0829 | 11.0444 | 22.4203 | 11.1434 | 8.129 | 14.5457 | 22.4981 | 10.9918 | 8.0183 | 13.8246 | 22.548 | 10.8973 | 7.9495 | 13.536 | 22.607 | 10.7522 | 7.8435 | 13.3567 | 22.6684 | 10.6403 | 7.7619 | 13.1612 | 22.7326 | 10.4876 | 7.6505 | 13.0016 | 22.8038 | 10.357 | 7.5553 | 12.8317 | 22.8825 | 10.2349 | 7.4662 | 12.6848 | 22.973 | 10.1777 | 7.4245 | 12.4983 | 23.04 | 10.1071 | 7.373 | 12.3098 | 23.2742 | 9.7575 | 7.1179 | 11.6307 | 23.1034 | 10.0114 | 7.3032 | 12.1329 | 23.4938 | 9.4477 | 6.8919 | 10.9847 | 23.6369 | 9.1714 | 6.6904 | 10.623 | 23.7235 | 9.0343 | 6.5904 | 10.4562 | 22.4219 | 11.1434 | 8.129 | 14.5457 | 22.5002 | 10.9268 | 7.971 | 13.5262 | 22.5569 | 10.7915 | 7.8722 | 13.1788 | 22.6291 | 10.6298 | 7.7543 | 12.9922 | 22.7053 | 10.3756 | 7.5688 | 12.7743 | 22.7931 | 10.1235 | 7.385 | 12.5843 | 22.8899 | 9.8989 | 7.2211 | 12.3898 | 22.9927 | 9.6651 | 7.0506 | 12.2467 | 23.1207 | 9.4893 | 6.9223 | 12.0746 | 23.2163 | 9.4456 | 6.8905 | 11.9001 | 23.6104 | 9.0047 | 6.5688 | 10.7581 | 23.3051 | 9.3801 | 6.8426 | 11.7544 | 24.1747 | 8.2372 | 6.0089 | 7.9685 | 24.4341 | 7.6552 | 5.5843 | 5.7927 | 24.5562 | 7.1922 | 5.2466 | 4.2182 | 22.4219 | 11.1434 | 8.129 | 14.5457 | 22.4939 | 10.921 | 7.9667 | 13.4511 | 22.5439 | 10.7601 | 7.8494 | 13.1066 | 22.6092 | 10.6504 | 7.7693 | 12.9328 | 22.6819 | 10.4599 | 7.6304 | 12.7295 | 22.7653 | 10.2406 | 7.4704 | 12.5639 | 22.8595 | 10.1283 | 7.3885 | 12.3912 | 22.9705 | 9.9897 | 7.2873 | 12.1961 | 23.1532 | 9.7776 | 7.1326 | 11.5747 | 23.3081 | 9.5814 | 6.9895 | 10.9314 | 23.8654 | 8.7975 | 6.4177 | 8.4695 | 23.4574 | 9.3913 | 6.8509 | 10.3039 | 24.2654 | 8.0242 | 5.8535 | 5.869 | 24.436 | 7.5996 | 5.5438 | 4.3558 | 24.4515 | 7.4984 | 5.4699 | 4.5596
ST MARYS | GREENHILL | WHITEGATE | 392582 | 405316 | 29.7125 | 12.0029 | 8.7559 | 19.8038 | 29.7324 | 11.7135 | 8.5448 | 18.2688 | 29.7898 | 9.5555 | 6.9706 | 16.9598 | 29.8706 | 7.3821 | 5.3852 | 15.6445 | 29.943 | 5.2586 | 3.8361 | 14.3905 | 30.0128 | 5.155 | 3.7605 | 14.2122 | 30.0867 | 5.0417 | 3.6778 | 13.9892 | 30.1642 | 4.9538 | 3.6137 | 13.753 | 30.2461 | 4.9252 | 3.5929 | 13.5101 | 30.0493 | 4.8743 | 3.5557 | 13.3688 | 29.7426 | 4.8245 | 3.5194 | 12.5439 | 30.0087 | 4.8677 | 3.5509 | 13.2013 | 30.7647 | 6.1075 | 4.4553 | 11.0396 | 30.9365 | 8.4338 | 6.1523 | 9.8604 | 31.0772 | 8.6847 | 6.3354 | 8.914 | 29.711 | 12.0029 | 8.7559 | 19.8038 | 29.7516 | 11.9266 | 8.7003 | 19.4611 | 29.7721 | 10.6832 | 7.7932 | 18.9728 | 29.8199 | 9.4031 | 6.8594 | 18.3344 | 29.8595 | 8.142 | 5.9395 | 17.7572 | 29.8752 | 6.984 | 5.0947 | 17.7566 | 29.908 | 5.8027 | 4.233 | 17.6631 | 29.9607 | 5.7699 | 4.2091 | 17.4935 | 30.0314 | 5.7156 | 4.1695 | 17.2693 | 30.0569 | 5.6922 | 4.1524 | 17.1979 | 30.1587 | 5.7177 | 4.171 | 16.8018 | 30.082 | 5.7069 | 4.1631 | 17.101 | 30.2835 | 6.7347 | 4.9129 | 16.3463 | 30.3903 | 8.5684 | 6.2505 | 16.0108 | 30.4782 | 8.866 | 6.4676 | 15.7442 | 29.7125 | 12.0029 | 8.7559 | 19.8038 | 29.7325 | 11.9048 | 8.6844 | 19.3603 | 29.79 | 10.5328 | 7.6836 | 18.1864 | 29.8708 | 9.1528 | 6.6768 | 16.89 | 29.9437 | 7.7576 | 5.6591 | 15.6558 | 30.0138 | 6.519 | 4.7555 | 15.5015 | 30.088 | 5.2834 | 3.8542 | 15.3102 | 30.1649 | 5.1822 | 3.7803 | 15.1022 | 30.2469 | 5.1719 | 3.7728 | 14.8745 | 30.3045 | 5.1254 | 3.7389 | 14.7327 | 30.5149 | 5.1384 | 3.7484 | 14.0655 | 30.3599 | 5.1209 | 3.7356 | 14.5617 | 30.7332 | 6.7004 | 4.8878 | 13.3549 | 30.8921 | 9.2419 | 6.7418 | 12.8534 | 31.0076 | 9.6765 | 7.0589 | 12.5111 | 29.713 | 12.0029 | 8.7559 | 19.8038 | 29.7292 | 11.6307 | 8.4844 | 17.7301 | 29.7854 | 10.2285 | 7.4616 | 16.3743 | 29.8676 | 8.8167 | 6.4317 | 15.0699 | 29.9453 | 7.3512 | 5.3626 | 13.8263 | 30.0234 | 6.1018 | 4.4512 | 13.6636 | 30.1076 | 4.9452 | 3.6074 | 13.4566 | 30.0793 | 4.8792 | 3.5593 | 13.2387 | 29.5053 | 4.786 | 3.4914 | 13.0066 | 29.0987 | 4.7201 | 3.4432 | 12.8766 | 28.1837 | 4.5717 | 3.335 | 12.1097 | 28.8623 | 4.6818 | 3.4153 | 12.7207 | 30.9052 | 5.8142 | 4.2414 | 10.7288 | 31.0603 | 8.1281 | 5.9293 | 9.7008 | 31.1414 | 8.539 | 6.2291 | 8.9245 | 29.713 | 12.0029 | 8.7559 | 19.8038 | 29.7204 | 11.5871 | 8.4526 | 17.4678 | 29.7663 | 11.3479 | 8.2781 | 16.0965 | 29.8386 | 11.0196 | 8.0387 | 14.8063 | 29.908 | 10.7618 | 7.8506 | 13.5793 | 29.9771 | 10.7116 | 7.8139 | 13.4391 | 30.053 | 10.6333 | 7.7568 | 13.2539 | 30.1327 | 10.5205 | 7.6746 | 13.0539 | 30.2298 | 10.3507 | 7.5507 | 12.6816 | 30.3113 | 10.1878 | 7.4319 | 12.391 | 30.607 | 9.5037 | 6.9328 | 11.1377 | 30.3902 | 10.0145 | 7.3055 | 12.0661 | 30.8866 | 8.6758 | 6.3289 | 9.8218 | 31.014 | 8.4217 | 6.1435 | 9.0012 | 31.053 | 8.3104 | 6.0623 | 8.8927
ST MARYS ST | RIBBLE | PENWORTHAM EAST / ROCHDALE | 354932 | 429640 | 23.6562 | 12.9484 | 9.4457 | 10.6786 | 23.7824 | 12.5259 | 9.1374 | 9.1671 | 23.846 | 12.1625 | 8.8724 | 8.5701 | 23.9296 | 11.8613 | 8.6526 | 8.5218 | 24.0109 | 11.7933 | 8.603 | 8.2026 | 24.0966 | 11.7961 | 8.6051 | 7.98 | 24.1924 | 11.7745 | 8.5893 | 7.7925 | 24.2984 | 11.7101 | 8.5424 | 7.6355 | 24.4205 | 11.6045 | 8.4653 | 7.3424 | 24.5217 | 11.4914 | 8.3828 | 7.1559 | 24.8957 | 11.0652 | 8.0719 | 6.2395 | 24.6194 | 11.3963 | 8.3134 | 7.0828 | 25.2997 | 10.4238 | 7.604 | 3.9881 | 25.56 | 9.7148 | 7.0868 | 1.946 | 25.7285 | 9.4485 | 6.8926 | 0.69161 | 23.6574 | 12.9484 | 9.4457 | 10.6786 | 23.8001 | 12.8302 | 9.3594 | 10.379 | 23.8179 | 12.7711 | 9.3163 | 10.2717 | 23.8644 | 12.7462 | 9.2982 | 10.4011 | 23.9106 | 12.6678 | 9.241 | 10.3086 | 23.9573 | 12.5992 | 9.1909 | 10.3231 | 24.0235 | 12.502 | 9.12 | 10.2897 | 24.1169 | 12.4026 | 9.0475 | 10.1459 | 24.2297 | 12.2822 | 8.9597 | 9.8348 | 24.3122 | 12.2014 | 8.9008 | 9.7197 | 24.553 | 11.8646 | 8.6551 | 9.4844 | 24.3733 | 12.1357 | 8.8528 | 9.7263 | 24.7986 | 11.9105 | 8.6886 | 9.1623 | 24.9609 | 11.9131 | 8.6904 | 8.9006 | 25.0726 | 11.875 | 8.6627 | 8.8496 | 23.6562 | 12.9484 | 9.4457 | 10.6786 | 23.7888 | 12.7719 | 9.3169 | 10.2998 | 23.8513 | 12.4757 | 9.1009 | 9.9483 | 23.9315 | 12.1768 | 8.8828 | 9.8973 | 24.0135 | 12.0063 | 8.7584 | 9.6166 | 24.0994 | 12.0717 | 8.8062 | 9.4374 | 24.1929 | 12.0596 | 8.7973 | 9.2948 | 24.2964 | 12.0054 | 8.7578 | 9.1708 | 24.4167 | 11.9189 | 8.6947 | 8.9096 | 24.5154 | 11.8162 | 8.6197 | 8.7351 | 24.8749 | 11.4606 | 8.3604 | 8.1721 | 24.6101 | 11.7073 | 8.5403 | 8.6539 | 25.2183 | 11.2289 | 8.1914 | 7.7556 | 25.4283 | 10.8707 | 7.93 | 7.4045 | 25.5441 | 10.8865 | 7.9416 | 7.363 | 23.6561 | 12.9484 | 9.4457 | 10.6786 | 23.7927 | 12.3646 | 9.0198 | 8.631 | 23.8573 | 11.9405 | 8.7104 | 7.9392 | 23.9457 | 11.5878 | 8.4532 | 7.9151 | 24.0411 | 11.7536 | 8.5741 | 7.6013 | 24.1441 | 11.6883 | 8.5265 | 7.392 | 24.2565 | 11.5609 | 8.4335 | 7.2233 | 24.3788 | 11.4563 | 8.3572 | 7.0914 | 24.5313 | 11.3277 | 8.2634 | 6.8071 | 24.6553 | 11.2053 | 8.1741 | 6.626 | 25.195 | 10.7637 | 7.8519 | 5.754 | 24.7742 | 11.1388 | 8.1256 | 6.5639 | 26.035 | 9.9974 | 7.2929 | 3.7694 | 26.6222 | 9.516 | 6.9418 | 1.8617 | 26.9741 | 9.1199 | 6.6529 | 0.79964 | 23.6561 | 12.9484 | 9.4457 | 10.6786 | 23.7816 | 12.3153 | 8.9838 | 8.3808 | 23.8333 | 11.8567 | 8.6493 | 7.6628 | 23.9107 | 11.6728 | 8.5151 | 7.6694 | 23.9997 | 11.7169 | 8.5473 | 7.3804 | 24.0994 | 11.6344 | 8.4871 | 7.202 | 24.2133 | 11.5302 | 8.4111 | 7.0632 | 24.3454 | 11.3654 | 8.2909 | 6.9262 | 24.5848 | 11.1659 | 8.1454 | 6.3583 | 24.7989 | 10.961 | 7.9959 | 5.8661 | 25.5723 | 10.2861 | 7.5036 | 4.0623 | 25.0058 | 10.7934 | 7.8736 | 5.4911 | 26.3724 | 9.435 | 6.8827 | 1.9082 | 26.8346 | 8.9956 | 6.5622 | 0.54181 | 26.8764 | 8.9294 | 6.5139 | 0.95342
ST THOMAS RD | LYTHAM | PENWORTHAM WEST / STANAH | 332713 | 428643 | 29.7385 | 14.3066 | 10.4365 | 17.6944 | 29.8495 | 14.135 | 10.3113 | 17.3721 | 29.9193 | 13.9605 | 10.184 | 16.971 | 30.005 | 13.7563 | 10.0351 | 16.6991 | 30.0919 | 13.582 | 9.9079 | 16.3286 | 30.1844 | 13.428 | 9.7955 | 15.9842 | 30.2846 | 13.2634 | 9.6755 | 15.6535 | 30.3923 | 13.1267 | 9.5758 | 15.3153 | 30.5092 | 12.9904 | 9.4763 | 14.9831 | 30.5743 | 12.8454 | 9.3705 | 14.7041 | 30.7893 | 12.3674 | 9.0218 | 13.27 | 30.6345 | 12.7093 | 9.2713 | 14.4545 | 30.9768 | 11.7086 | 8.5413 | 10.28 | 31.0827 | 11.0582 | 8.0668 | 7.6321 | 31.1395 | 10.5073 | 7.665 | 5.6307 | 29.7312 | 14.3066 | 10.4365 | 17.6944 | 29.8806 | 14.2061 | 10.3631 | 17.3297 | 29.9503 | 14.1431 | 10.3172 | 17.1535 | 30.0166 | 14.0837 | 10.2739 | 17.0664 | 30.0772 | 13.9978 | 10.2112 | 16.8842 | 30.1368 | 13.9312 | 10.1626 | 16.7467 | 30.2167 | 13.8566 | 10.1082 | 16.5452 | 30.3194 | 13.7563 | 10.035 | 16.2274 | 30.4387 | 13.6501 | 9.9575 | 15.8722 | 30.4701 | 13.5851 | 9.9102 | 15.7169 | 30.578 | 13.3372 | 9.7293 | 15.1622 | 30.4989 | 13.5202 | 9.8628 | 15.5614 | 30.6863 | 12.9961 | 9.4805 | 14.6414 | 30.7599 | 12.8962 | 9.4076 | 14.3877 | 30.8124 | 12.8139 | 9.3475 | 14.1931 | 29.7385 | 14.3066 | 10.4365 | 17.6944 | 29.8495 | 14.1669 | 10.3346 | 17.3967 | 29.9193 | 14.0045 | 10.2161 | 17.0291 | 30.005 | 13.805 | 10.0706 | 16.8054 | 30.0919 | 13.6319 | 9.9443 | 16.5092 | 30.1844 | 13.4975 | 9.8462 | 16.2643 | 30.2846 | 13.3571 | 9.7438 | 16.0448 | 30.3923 | 13.2358 | 9.6553 | 15.8032 | 30.5092 | 13.1025 | 9.5581 | 15.5524 | 30.5743 | 12.9647 | 9.4576 | 15.3283 | 30.7893 | 12.6515 | 9.2291 | 14.5231 | 30.6345 | 12.8195 | 9.3517 | 15.1061 | 30.9768 | 12.4244 | 9.0635 | 13.7762 | 31.0827 | 12.2159 | 8.9113 | 13.3902 | 31.1395 | 12.0125 | 8.763 | 13.1863 | 29.7403 | 14.3066 | 10.4365 | 17.6944 | 29.8501 | 14.1056 | 10.2899 | 17.4017 | 29.9246 | 13.912 | 10.1486 | 17.0271 | 30.0214 | 13.6791 | 9.9787 | 16.7702 | 30.1259 | 13.2084 | 9.6353 | 16.4163 | 30.2372 | 13.241 | 9.6591 | 16.1045 | 30.3566 | 13.1285 | 9.577 | 15.8264 | 30.4817 | 12.9647 | 9.4575 | 15.5525 | 30.6294 | 12.7708 | 9.3161 | 15.259 | 30.7156 | 12.6366 | 9.2182 | 15.0077 | 31.0029 | 12.0458 | 8.7872 | 13.683 | 30.7916 | 12.5147 | 9.1293 | 14.7919 | 31.3138 | 11.2066 | 8.1751 | 10.8487 | 31.4699 | 10.5099 | 7.6668 | 8.5082 | 31.5615 | 9.9578 | 7.2641 | 6.6518 | 29.7403 | 14.3066 | 10.4365 | 17.6944 | 29.8284 | 14.1162 | 10.2976 | 17.4386 | 29.878 | 13.9262 | 10.159 | 17.1039 | 29.9494 | 13.6881 | 9.9852 | 16.8825 | 30.0271 | 13.4639 | 9.8217 | 16.569 | 30.1106 | 13.2515 | 9.6668 | 16.3041 | 30.2014 | 13.0023 | 9.485 | 16.0724 | 30.2996 | 12.8892 | 9.4025 | 15.8039 | 30.4411 | 12.7643 | 9.3113 | 15.091 | 30.5494 | 12.5853 | 9.1808 | 14.3744 | 30.9059 | 11.783 | 8.5956 | 11.68 | 30.6503 | 12.3837 | 9.0337 | 13.6681 | 31.2038 | 10.7592 | 7.8487 | 8.7012 | 31.3247 | 10.2276 | 7.4609 | 6.9098 | 31.3207 | 10.1063 | 7.3724 | 7.2502
STAINBURN | STAINBURN & SIDDICK | HARKER / HUTTON | 302535 | 529330 | 14.6605 | 14.6605 | 12.386 | 11.8089 | 14.7755 | 14.7755 | 12.3691 | 11.762 | 14.8366 | 14.8366 | 10.7488 | 11.5688 | 14.9118 | 12.6448 | 9.0881 | 11.2396 | 14.9953 | 10.3337 | 7.4271 | 10.976 | 15.0923 | 10.2492 | 7.3663 | 10.7005 | 15.2031 | 10.1613 | 7.3031 | 10.3793 | 15.3265 | 10.0419 | 7.2173 | 10.092 | 15.4712 | 9.9241 | 7.1327 | 9.7769 | 15.5793 | 9.8337 | 7.0677 | 9.4724 | 15.9586 | 9.5951 | 6.8962 | 7.9714 | 15.6819 | 9.7994 | 7.043 | 9.2277 | 16.2979 | 9.5525 | 6.8656 | 5.1719 | 16.5007 | 14.9798 | 10.7663 | 3.1788 | 16.5997 | 14.592 | 10.4876 | 1.6751 | 14.6498 | 14.6498 | 12.386 | 11.8089 | 14.7622 | 14.7622 | 12.3791 | 11.8385 | 14.7978 | 14.7978 | 11.4298 | 11.8634 | 14.8381 | 14.535 | 10.4466 | 11.7214 | 14.8816 | 13.173 | 9.4677 | 11.6518 | 14.9305 | 11.8101 | 8.4881 | 11.4699 | 14.9899 | 10.4463 | 7.508 | 11.272 | 15.0611 | 10.383 | 7.4624 | 10.9955 | 15.1365 | 10.2855 | 7.3924 | 10.6824 | 15.1807 | 10.2352 | 7.3562 | 10.4515 | 15.3525 | 10.0874 | 7.25 | 9.6134 | 15.2226 | 10.2243 | 7.3484 | 10.2523 | 15.5328 | 9.8711 | 7.0945 | 8.7991 | 15.6612 | 12.9543 | 9.3105 | 8.3244 | 15.7586 | 15.7586 | 11.5955 | 8.0544 | 14.6605 | 14.6605 | 12.386 | 11.8089 | 14.7756 | 14.7756 | 12.3826 | 11.849 | 14.8367 | 14.8367 | 11.3989 | 11.6839 | 14.9119 | 14.4446 | 10.3816 | 11.3736 | 14.9958 | 13.0268 | 9.3626 | 11.1395 | 15.0929 | 11.6252 | 8.3552 | 10.94 | 15.2039 | 10.2357 | 7.3566 | 10.7869 | 15.327 | 10.1353 | 7.2844 | 10.4974 | 15.4717 | 10.0003 | 7.1874 | 10.2171 | 15.5795 | 9.9169 | 7.1275 | 9.901 | 15.9548 | 9.7444 | 7.0035 | 8.76 | 15.6815 | 9.876 | 7.0981 | 9.5849 | 16.2781 | 10.0198 | 7.2014 | 7.8399 | 16.4729 | 15.752 | 11.3213 | 7.4287 | 16.556 | 15.6256 | 11.2304 | 7.372 | 14.6622 | 14.6622 | 12.386 | 11.8089 | 14.7827 | 14.7827 | 12.3654 | 11.7399 | 14.8613 | 14.8613 | 11.3753 | 11.5504 | 14.9632 | 14.3845 | 10.3384 | 11.2182 | 15.0867 | 12.9288 | 9.2922 | 10.9452 | 15.2319 | 11.4837 | 8.2536 | 10.7019 | 15.3946 | 10.0004 | 7.1875 | 10.5293 | 15.5636 | 9.8591 | 7.0859 | 10.2285 | 15.7734 | 9.7291 | 6.9925 | 9.9629 | 15.9272 | 9.5957 | 6.8966 | 9.7238 | 16.5167 | 9.3192 | 6.6979 | 8.4725 | 16.066 | 9.4794 | 6.8131 | 9.4932 | 17.184 | 9.31 | 6.6913 | 5.8593 | 17.437 | 14.6228 | 10.5097 | 4.0243 | 17.5726 | 14.2057 | 10.2099 | 2.6335 | 14.6622 | 14.6622 | 12.386 | 11.8089 | 14.7751 | 14.7751 | 12.3718 | 11.7374 | 14.8467 | 14.8467 | 12.3332 | 11.5531 | 14.9429 | 14.9429 | 12.2492 | 11.226 | 15.06 | 15.06 | 12.1582 | 10.9626 | 15.221 | 15.221 | 12.0848 | 10.7125 | 15.372 | 15.372 | 11.9844 | 10.5624 | 15.5398 | 15.5398 | 11.8951 | 10.2614 | 15.7986 | 15.7986 | 11.8003 | 9.8068 | 16.0111 | 16.0111 | 11.6822 | 9.1872 | 16.7098 | 15.7172 | 11.2962 | 6.7362 | 16.2132 | 16.093 | 11.5664 | 8.5757 | 17.2435 | 15.105 | 10.8563 | 4.4292 | 17.4321 | 14.7108 | 10.573 | 3.1696 | 17.4755 | 14.5871 | 10.484 | 3.3411
STANDISH | WRIGHTINGTON | PENWORTHAM WEST / STANAH | 356139 | 410059 | 11.1937 | 11.1937 | 9.8887 | 11.1937 | 11.4593 | 11.4593 | 9.7166 | 10.8463 | 11.6071 | 11.3826 | 8.1809 | 10.1458 | 11.8011 | 9.1626 | 6.5853 | 9.6734 | 12.0089 | 6.9051 | 4.9628 | 9.0359 | 12.2443 | 4.7486 | 3.4129 | 8.4269 | 12.4688 | 2.586 | 1.8586 | 7.8313 | 12.7196 | 2.4006 | 1.7253 | 7.2411 | 12.997 | 2.2063 | 1.5857 | 6.6838 | 12.3326 | 2.0305 | 1.4593 | 6.0893 | 7.4717 | 1.2302 | 0.88414 | 2.7947 | 11.1452 | 1.835 | 1.3188 | 5.5189 | 1.7142 | 0.28223 | 0.20285 | -3.8685 | 15.2178 | 4.0313 | 2.8974 | -9.448 | 15.6288 | 7.97 | 5.7282 | -13.7157 | 11.178 | 11.178 | 9.8887 | 11.178 | 11.4439 | 11.4439 | 9.7493 | 10.9266 | 11.4884 | 11.4884 | 8.3358 | 10.5577 | 11.5656 | 9.6637 | 6.9455 | 10.3613 | 11.6417 | 7.6727 | 5.5146 | 9.9225 | 11.7203 | 5.6547 | 4.0641 | 9.5618 | 11.8332 | 3.6247 | 2.6051 | 9.0763 | 11.983 | 3.4653 | 2.4906 | 8.3856 | 12.154 | 3.3478 | 2.4061 | 7.687 | 12.2526 | 3.2618 | 2.3443 | 7.1977 | 12.6475 | 2.8405 | 2.0415 | 5.2804 | 12.3496 | 3.155 | 2.2676 | 6.6964 | 13.0532 | 2.4245 | 1.7425 | 3.4123 | 13.4042 | 5.8724 | 4.2206 | 2.3479 | 13.7001 | 9.2506 | 6.6486 | 1.573 | 11.1937 | 11.1937 | 9.8887 | 11.1937 | 11.4598 | 11.4598 | 9.7351 | 10.953 | 11.6079 | 11.4451 | 8.2258 | 10.3226 | 11.8021 | 9.2762 | 6.667 | 9.8642 | 12.0124 | 7.0456 | 5.0638 | 9.274 | 12.2488 | 4.8421 | 3.4801 | 8.751 | 12.4744 | 2.6739 | 1.9218 | 8.256 | 12.7228 | 2.5038 | 1.7995 | 7.7379 | 13.0005 | 2.3066 | 1.6578 | 7.2036 | 12.958 | 2.1334 | 1.5333 | 6.6082 | 8.9199 | 1.4686 | 1.0555 | 4.4219 | 11.759 | 1.936 | 1.3915 | 6.0213 | 7.708 | 1.2691 | 0.9121 | 2.3547 | 15.0325 | 5.7106 | 4.1043 | 1.2198 | 15.3383 | 10.2288 | 7.3517 | 0.5356 | 11.2004 | 11.2004 | 9.8887 | 11.2004 | 11.4699 | 11.4699 | 9.7058 | 10.8177 | 11.6405 | 11.3878 | 8.1847 | 10.1664 | 11.8795 | 9.1692 | 6.5901 | 9.7151 | 12.1584 | 6.8718 | 4.9389 | 9.11 | 12.4253 | 4.5962 | 3.3033 | 8.5805 | 12.724 | 2.2775 | 1.6369 | 8.1132 | 12.0072 | 1.9769 | 1.4208 | 7.6894 | 11.9898 | 1.974 | 1.4188 | 7.2446 | 11.7567 | 1.9356 | 1.3912 | 6.7029 | 7.0463 | 1.1601 | 0.8338 | 3.3976 | 11.0379 | 1.8173 | 1.3061 | 6.1376 | 2.6844 | 0.44197 | 0.31765 | -2.9692 | 16.7575 | 3.4045 | 2.4469 | -7.8176 | 17.1751 | 7.4508 | 5.3551 | -11.6985 | 11.2004 | 11.2004 | 9.8887 | 11.2004 | 11.4501 | 11.4501 | 9.6995 | 10.8387 | 11.597 | 11.597 | 9.5752 | 10.2374 | 11.817 | 11.817 | 9.3611 | 9.8228 | 12.0853 | 12.0853 | 9.1214 | 9.2591 | 12.3435 | 12.3435 | 8.8894 | 8.7844 | 12.64 | 12.0408 | 8.654 | 8.3621 | 12.978 | 11.8065 | 8.4856 | 7.7851 | 13.4287 | 11.4576 | 8.2348 | 6.4041 | 13.7779 | 11.0488 | 7.941 | 4.8978 | 15.0396 | 9.9597 | 7.1582 | -0.87471 | 14.1153 | 10.5995 | 7.618 | 3.4056 | 16.1983 | 8.6513 | 6.2179 | -6.8968 | 16.7562 | 8.1846 | 5.8824 | -10.6476 | 16.8979 | 7.9664 | 5.7256 | -10.5697
STRANGEWAYS | FREDERICK RD | KEARSLEY | 383780 | 399743 | 32.6239 | 9.9659 | 7.27 | 15.9439 | 32.7572 | 9.6374 | 7.0304 | 14.5798 | 32.8401 | 9.4943 | 6.926 | 14.1151 | 32.949 | 9.3051 | 6.788 | 13.408 | 33.0585 | 9.1068 | 6.6433 | 13.0118 | 33.1738 | 9.151 | 6.6755 | 12.8075 | 33.301 | 9.1365 | 6.6649 | 12.4768 | 33.4419 | 9.0707 | 6.617 | 12.0743 | 33.6117 | 9.005 | 6.569 | 11.7475 | 33.7493 | 8.9403 | 6.5218 | 11.5349 | 34.2665 | 8.5233 | 6.2177 | 10.04 | 33.8843 | 8.861 | 6.464 | 11.2693 | 34.82 | 7.861 | 5.7345 | 7.0562 | 35.1868 | 7.2592 | 5.2955 | 4.6351 | 35.4565 | 6.7599 | 4.9312 | 2.7605 | 32.6208 | 9.9659 | 7.27 | 15.9439 | 32.7677 | 9.845 | 7.1818 | 15.4229 | 32.807 | 9.8402 | 7.1783 | 15.5287 | 32.8741 | 9.7608 | 7.1204 | 15.2747 | 32.9416 | 9.6851 | 7.0651 | 15.1216 | 33.0091 | 9.6348 | 7.0284 | 15.1613 | 33.097 | 9.5663 | 6.9785 | 14.9783 | 33.2057 | 9.4931 | 6.9251 | 14.5973 | 33.3315 | 9.4056 | 6.8613 | 14.2019 | 33.3978 | 9.3699 | 6.8352 | 14.0792 | 33.6686 | 9.099 | 6.6376 | 13.3763 | 33.4643 | 9.3197 | 6.7986 | 13.8967 | 33.9845 | 9.2 | 6.7113 | 12.7724 | 34.2421 | 9.2616 | 6.7562 | 12.4094 | 34.4732 | 9.2236 | 6.7285 | 12.1538 | 32.6239 | 9.9659 | 7.27 | 15.9439 | 32.7574 | 9.8106 | 7.1567 | 15.3879 | 32.8404 | 9.6707 | 7.0546 | 15.0291 | 32.9494 | 9.4411 | 6.8872 | 14.3577 | 33.0599 | 9.3969 | 6.8549 | 14.0024 | 33.1757 | 9.3697 | 6.8351 | 13.8459 | 33.3034 | 9.3336 | 6.8087 | 13.5792 | 33.4433 | 9.2865 | 6.7744 | 13.2312 | 33.6132 | 9.2272 | 6.7311 | 12.9214 | 33.7499 | 9.1705 | 6.6898 | 12.7033 | 34.2547 | 8.8374 | 6.4468 | 11.6238 | 33.883 | 9.0896 | 6.6307 | 12.4238 | 34.7584 | 8.5653 | 6.2483 | 10.6472 | 35.1002 | 8.3396 | 6.0836 | 10.0297 | 35.3206 | 8.1176 | 5.9217 | 9.6951 | 32.6252 | 9.9659 | 7.27 | 15.9439 | 32.7667 | 9.4981 | 6.9288 | 14.1955 | 32.8656 | 9.3792 | 6.842 | 13.7467 | 32.9996 | 9.2876 | 6.7752 | 13.077 | 33.1502 | 9.2434 | 6.7429 | 12.723 | 33.3216 | 9.18 | 6.6967 | 12.5759 | 33.5139 | 9.1165 | 6.6504 | 12.3251 | 33.7102 | 8.998 | 6.564 | 11.9692 | 33.9407 | 8.8848 | 6.4813 | 11.681 | 34.1217 | 8.8225 | 6.4359 | 11.5353 | 34.9657 | 8.3264 | 6.074 | 10.204 | 34.2905 | 8.7282 | 6.3671 | 11.303 | 35.8582 | 7.5709 | 5.5229 | 7.506 | 36.1766 | 7.0141 | 5.1167 | 5.3758 | 36.3261 | 6.5503 | 4.7783 | 3.801 | 32.6252 | 9.9659 | 7.27 | 15.9439 | 32.7559 | 9.471 | 6.9089 | 14.0228 | 32.8445 | 9.4444 | 6.8896 | 13.5906 | 32.9706 | 9.3853 | 6.8464 | 12.9566 | 33.1162 | 9.3332 | 6.8084 | 12.6394 | 33.2798 | 9.2728 | 6.7644 | 12.5336 | 33.4666 | 9.1993 | 6.7108 | 12.3222 | 33.6783 | 9.073 | 6.6186 | 11.97 | 34.0643 | 8.8587 | 6.4623 | 11.3134 | 34.418 | 8.6614 | 6.3184 | 10.7584 | 35.3182 | 7.8672 | 5.739 | 8.2288 | 34.7656 | 8.466 | 6.1758 | 10.1001 | 35.8476 | 6.9081 | 5.0394 | 5.6955 | 36.0792 | 6.4306 | 4.691 | 4.1248 | 36.1284 | 6.2445 | 4.5553 | 4.1931
STRAWBERRY BANK | HUNCOAT | PADIHAM | 376338 | 429396 | 22.3749 | 4.2206 | 3.0789 | 18.0085 | 22.4522 | 3.7741 | 2.7532 | 15.7874 | 21.2285 | 3.4435 | 2.512 | 15.0614 | 18.6482 | 3.0249 | 2.2066 | 13.7009 | 16.3394 | 2.6504 | 1.9334 | 12.3883 | 14.6138 | 2.3705 | 1.7293 | 11.1186 | 12.8833 | 2.0898 | 1.5245 | 9.8553 | 11.1718 | 1.8122 | 1.322 | 8.5927 | 9.3772 | 1.5211 | 1.1096 | 7.3497 | 9.2239 | 1.4962 | 1.0915 | 7.1212 | 9.24 | 1.4988 | 1.0934 | 5.774 | 9.4939 | 1.54 | 1.1234 | 6.9114 | 19.1109 | 3.1 | 2.2614 | 2.9231 | 24.7917 | 6.0976 | 4.4481 | 0.57906 | 25.0993 | 6.4639 | 4.7153 | -1.105 | 22.366 | 4.2206 | 3.0789 | 18.0085 | 22.4432 | 4.0318 | 2.9411 | 17.1115 | 22.4095 | 3.9249 | 2.8631 | 17.149 | 22.4284 | 3.6855 | 2.6885 | 16.3545 | 21.4193 | 3.4744 | 2.5345 | 15.6688 | 20.2634 | 3.2869 | 2.3978 | 15.0637 | 18.9526 | 3.0743 | 2.2427 | 14.2754 | 17.7781 | 2.8838 | 2.1037 | 13.28 | 16.4256 | 2.6644 | 1.9436 | 12.1587 | 16.1341 | 2.6171 | 1.9091 | 12.0699 | 16.4827 | 2.6737 | 1.9504 | 11.7722 | 16.1963 | 2.6272 | 1.9165 | 11.9823 | 23.0373 | 3.9646 | 2.8921 | 11.4576 | 23.2166 | 6.3206 | 4.6108 | 11.6332 | 23.3513 | 6.8399 | 4.9896 | 11.8456 | 22.3749 | 4.2206 | 3.0789 | 18.0085 | 22.4527 | 3.852 | 2.81 | 16.0311 | 22.0984 | 3.5846 | 2.6149 | 15.3749 | 19.7154 | 3.198 | 2.3329 | 14.0116 | 17.5371 | 2.8447 | 2.0752 | 12.6799 | 15.4711 | 2.5096 | 1.8307 | 11.4128 | 13.433 | 2.179 | 1.5895 | 10.162 | 11.7399 | 1.9043 | 1.3892 | 8.9066 | 9.9677 | 1.6169 | 1.1795 | 7.6649 | 9.694 | 1.5725 | 1.1471 | 7.4447 | 10.5684 | 1.7143 | 1.2506 | 6.6611 | 9.9941 | 1.6211 | 1.1826 | 7.228 | 23.3229 | 3.7832 | 2.7598 | 5.633 | 24.582 | 7.3249 | 5.3434 | 5.2815 | 24.7705 | 8.0573 | 5.8777 | 5.1181 | 22.3787 | 4.2206 | 3.0789 | 18.0085 | 22.1246 | 3.5888 | 2.618 | 14.8161 | 20.2573 | 3.2859 | 2.397 | 13.9617 | 17.8605 | 2.8971 | 2.1134 | 12.6383 | 15.2403 | 2.4721 | 1.8034 | 11.3543 | 13.5015 | 2.1901 | 1.5976 | 10.1301 | 11.7894 | 1.9123 | 1.395 | 8.894 | 10.2855 | 1.6684 | 1.2171 | 7.6961 | 8.686 | 1.409 | 1.0278 | 6.4072 | 7.9478 | 1.2892 | 0.94046 | 6.0202 | 6.5965 | 1.07 | 0.78056 | 4.2816 | 7.6987 | 1.2488 | 0.91098 | 5.6477 | 16.3434 | 2.6511 | 1.9339 | 1.8637 | 25.7094 | 5.6825 | 4.1453 | 0.36902 | 25.8903 | 6.1443 | 4.4822 | -0.6507 | 22.3787 | 4.2206 | 3.0789 | 18.0085 | 21.7031 | 3.5205 | 2.5681 | 14.3211 | 20.2733 | 3.2885 | 2.3989 | 13.4184 | 18.2453 | 2.9596 | 2.159 | 12.117 | 16.1169 | 2.6143 | 1.9071 | 10.7596 | 14.0723 | 2.2827 | 1.6652 | 9.5614 | 13.8712 | 2.25 | 1.6414 | 8.3463 | 13.4815 | 2.1868 | 1.5953 | 7.0911 | 12.7425 | 2.067 | 1.5078 | 5.4408 | 13.4881 | 2.1879 | 1.596 | 4.7742 | 24.6896 | 7.5209 | 5.4864 | 2.0884 | 15.8375 | 2.569 | 1.8741 | 4.1448 | 25.4414 | 6.6152 | 4.8257 | -0.36916 | 25.7672 | 6.0997 | 4.4496 | -1.3593 | 25.7687 | 6.118 | 4.463 | -0.73431
STUART ST | STUART ST | STALYBRIDGE | 387190 | 398835 | 31.2365 | 10.5559 | 7.7004 | 16.4024 | 31.2853 | 10.3304 | 7.5359 | 16.0494 | 31.339 | 10.0291 | 7.3161 | 15.8627 | 31.4304 | 9.8098 | 7.1561 | 15.618 | 31.5097 | 9.6095 | 7.01 | 15.3581 | 31.5855 | 9.3512 | 6.8215 | 15.1194 | 31.6703 | 9.3949 | 6.8534 | 14.8942 | 31.7652 | 9.3868 | 6.8475 | 14.6669 | 31.8709 | 9.3472 | 6.8187 | 14.4086 | 31.9626 | 9.305 | 6.7878 | 14.1782 | 32.3468 | 8.9625 | 6.538 | 12.8631 | 32.0565 | 9.2587 | 6.7541 | 13.9713 | 32.8333 | 8.2283 | 6.0024 | 9.6975 | 33.1811 | 7.7196 | 5.6313 | 7.1796 | 33.4828 | 7.2648 | 5.2996 | 5.332 | 31.2343 | 10.5559 | 7.7004 | 16.4024 | 31.3004 | 10.4487 | 7.6222 | 16.1933 | 31.2748 | 10.3231 | 7.5305 | 16.2666 | 31.2899 | 10.1768 | 7.4238 | 16.2367 | 31.2895 | 10.0169 | 7.3072 | 16.1881 | 31.2754 | 9.8424 | 7.1799 | 16.2067 | 31.2894 | 9.7478 | 7.1109 | 16.1696 | 31.3322 | 9.72 | 7.0906 | 16.0227 | 31.4001 | 9.7083 | 7.0821 | 15.803 | 31.4369 | 9.6958 | 7.0729 | 15.6761 | 31.6171 | 9.5588 | 6.973 | 15.2543 | 31.4766 | 9.6708 | 7.0547 | 15.5587 | 31.8473 | 9.4045 | 6.8604 | 14.827 | 32.0512 | 9.5922 | 6.9974 | 14.5699 | 32.2142 | 9.6538 | 7.0423 | 14.4573 | 31.2365 | 10.5559 | 7.7004 | 16.4024 | 31.2869 | 10.4261 | 7.6057 | 16.2305 | 31.3409 | 10.192 | 7.4349 | 16.0956 | 31.4327 | 9.9559 | 7.2627 | 15.8752 | 31.5143 | 9.7715 | 7.1282 | 15.6472 | 31.5912 | 9.4862 | 6.92 | 15.4809 | 31.675 | 9.4922 | 6.9245 | 15.4016 | 31.7662 | 9.504 | 6.9331 | 15.2159 | 31.8706 | 9.4843 | 6.9187 | 15.0259 | 31.9587 | 9.4457 | 6.8905 | 14.8032 | 32.3089 | 9.2209 | 6.7265 | 14.0082 | 32.0468 | 9.3993 | 6.8567 | 14.5916 | 32.6753 | 8.9539 | 6.5317 | 13.2213 | 32.9483 | 8.8631 | 6.4655 | 12.7468 | 33.1313 | 8.7431 | 6.378 | 12.5739 | 31.2374 | 10.5559 | 7.7004 | 16.4024 | 31.284 | 10.2973 | 7.5118 | 16.0027 | 31.3386 | 9.9635 | 7.2682 | 15.8395 | 31.4362 | 9.8372 | 7.1761 | 15.6251 | 31.5325 | 9.5242 | 6.9478 | 15.4004 | 31.6394 | 9.4989 | 6.9293 | 15.1971 | 31.7612 | 9.4396 | 6.8861 | 15.0271 | 31.8918 | 9.4041 | 6.8602 | 14.8632 | 32.0458 | 9.3402 | 6.8135 | 14.6458 | 32.1852 | 9.2488 | 6.7469 | 14.4148 | 32.8091 | 8.7538 | 6.3858 | 13.0278 | 32.3292 | 9.1539 | 6.6776 | 14.1867 | 33.6067 | 7.9401 | 5.7922 | 10.0701 | 34.0529 | 7.4357 | 5.4243 | 7.6583 | 34.2244 | 7.0348 | 5.1318 | 6.0865 | 31.2374 | 10.5559 | 7.7004 | 16.4024 | 31.2762 | 10.3096 | 7.5207 | 15.9899 | 31.321 | 10.0795 | 7.3529 | 15.8554 | 31.4141 | 9.9352 | 7.2476 | 15.6607 | 31.5175 | 9.6618 | 7.0482 | 15.452 | 31.6338 | 9.6702 | 7.0543 | 15.2706 | 31.7731 | 9.6723 | 7.0558 | 15.1108 | 31.9335 | 9.6213 | 7.0186 | 14.8642 | 32.1322 | 9.4608 | 6.9015 | 14.1925 | 32.3166 | 9.2611 | 6.7559 | 13.4799 | 33.0353 | 8.5417 | 6.231 | 10.7623 | 32.5016 | 9.0714 | 6.6174 | 12.7696 | 33.7785 | 7.6552 | 5.5844 | 7.8287 | 34.0835 | 7.19 | 5.245 | 6.1505 | 34.0994 | 7.1115 | 5.1877 | 6.5161
STUBBINS | ROSSENDALE | PADIHAM | 379112 | 418005 | 47.649 | 12.0429 | 8.6555 | 29.5175 | 47.5341 | 11.9644 | 8.599 | 29.3357 | 47.6112 | 9.3224 | 6.7002 | 29.0906 | 40.3551 | 6.6442 | 4.7753 | 28.7393 | 23.6939 | 3.901 | 2.8037 | 23.6939 | 23.0741 | 3.799 | 2.7304 | 23.0741 | 23.5207 | 3.8725 | 2.7832 | 23.5207 | 20.3226 | 3.346 | 2.4048 | 20.3226 | 19.8228 | 3.2637 | 2.3457 | 19.8228 | 18.9539 | 3.1206 | 2.2429 | 18.9539 | 18.0398 | 2.9701 | 2.1347 | 18.0398 | 18.5333 | 3.0514 | 2.1931 | 18.5333 | 30.1734 | 4.9678 | 3.5705 | 23.0152 | 49.215 | 8.1029 | 5.8237 | 22.34 | 51.4926 | 8.6093 | 6.1877 | 21.9226 | 47.6509 | 12.0429 | 8.6555 | 29.5175 | 47.568 | 12.0194 | 8.6386 | 29.665 | 47.4593 | 10.4987 | 7.5456 | 29.901 | 47.4466 | 8.9218 | 6.4123 | 29.9392 | 44.6996 | 7.3594 | 5.2894 | 30.0906 | 35.4596 | 5.8382 | 4.196 | 30.3608 | 25.8952 | 4.2635 | 3.0642 | 25.8952 | 25.9657 | 4.2751 | 3.0726 | 25.9657 | 25.7189 | 4.2344 | 3.0434 | 25.7189 | 25.6108 | 4.2166 | 3.0306 | 25.6108 | 26.4183 | 4.3496 | 3.1261 | 26.4183 | 25.7157 | 4.2339 | 3.043 | 25.7157 | 36.7546 | 6.0514 | 4.3492 | 30.3522 | 47.3134 | 8.4925 | 6.1038 | 30.5671 | 47.277 | 9.0272 | 6.488 | 30.803 | 47.649 | 12.0429 | 8.6555 | 29.5175 | 47.5344 | 12.0311 | 8.647 | 29.7071 | 47.6116 | 10.4664 | 7.5224 | 29.5107 | 47.7694 | 8.8206 | 6.3395 | 29.1649 | 43.2006 | 7.1127 | 5.112 | 28.9088 | 33.3848 | 5.4965 | 3.9505 | 28.7338 | 23.9493 | 3.9431 | 2.834 | 23.9493 | 20.924 | 3.445 | 2.476 | 20.924 | 20.5934 | 3.3906 | 2.4369 | 20.5934 | 19.7742 | 3.2557 | 2.3399 | 19.7742 | 19.0263 | 3.1325 | 2.2514 | 19.0263 | 19.3531 | 3.1863 | 2.2901 | 19.3531 | 33.8752 | 5.5773 | 4.0085 | 24.5592 | 51.3738 | 8.9003 | 6.3968 | 24.5436 | 51.3115 | 9.575 | 6.8817 | 24.6255 | 47.6487 | 12.0429 | 8.6555 | 29.5175 | 47.5207 | 11.9531 | 8.5909 | 29.1894 | 47.5842 | 10.375 | 7.4567 | 28.9654 | 47.7301 | 8.702 | 6.2543 | 28.6575 | 41.0594 | 6.7601 | 4.8586 | 28.4363 | 30.8385 | 5.0773 | 3.6492 | 28.2935 | 21.402 | 3.5237 | 2.5325 | 21.402 | 17.4064 | 2.8658 | 2.0597 | 17.4064 | 16.4383 | 2.7064 | 1.9452 | 16.4383 | 15.4283 | 2.5402 | 1.8257 | 15.4283 | 8.7863 | 1.4466 | 1.0397 | 8.7863 | 15.047 | 2.4774 | 1.7805 | 15.047 | 19.9245 | 3.2804 | 2.3577 | 19.3912 | 41.2567 | 6.7926 | 4.882 | 19.4994 | 45.0648 | 7.4196 | 5.3326 | 19.7122 | 47.6487 | 12.0429 | 8.6555 | 29.5175 | 47.5119 | 11.9268 | 8.572 | 29.1174 | 47.5654 | 11.9513 | 8.5896 | 28.9064 | 47.7032 | 11.813 | 8.4902 | 28.6207 | 47.8114 | 11.7292 | 8.43 | 28.4203 | 50.7212 | 11.2498 | 8.0855 | 25.4765 | 50.6398 | 11.0459 | 7.9389 | 25.5273 | 50.5829 | 10.9356 | 7.8596 | 25.5328 | 50.5461 | 10.7084 | 7.6964 | 25.3596 | 50.7768 | 10.5309 | 7.5687 | 24.9121 | 51.548 | 9.5177 | 6.8406 | 23.2601 | 50.8174 | 10.4859 | 7.5364 | 24.6637 | 51.6758 | 8.638 | 6.2083 | 22.4336 | 50.276 | 8.2776 | 5.9492 | 22.5119 | 49.8173 | 8.202 | 5.895 | 23.1325
SWINTON | AGECROFT | KEARSLEY | 378367 | 401718 | 25.7322 | 14.9606 | 10.7525 | 17.5124 | 25.8303 | 14.5545 | 10.4606 | 16.8057 | 25.8948 | 14.3859 | 10.3394 | 16.4762 | 25.9845 | 14.2591 | 10.2483 | 16.3292 | 26.0713 | 14.2012 | 10.2067 | 15.9621 | 26.1626 | 14.1708 | 10.1848 | 15.7521 | 26.2626 | 14.1154 | 10.145 | 15.4835 | 26.3765 | 14.0529 | 10.1001 | 15.2799 | 26.5037 | 13.9591 | 10.0327 | 14.964 | 26.5946 | 13.8826 | 9.9777 | 14.8041 | 26.9839 | 13.4764 | 9.6857 | 13.2972 | 26.6884 | 13.8215 | 9.9338 | 14.6417 | 27.5141 | 12.698 | 9.1263 | 9.4762 | 27.8635 | 12.0823 | 8.6838 | 6.2589 | 28.0171 | 11.5107 | 8.2729 | 4.0127 | 25.7258 | 14.9606 | 10.7525 | 17.5124 | 25.8558 | 14.7187 | 10.5786 | 17.0086 | 25.8926 | 14.5602 | 10.4647 | 16.8805 | 25.9583 | 14.4247 | 10.3673 | 16.8713 | 26.024 | 14.2432 | 10.2368 | 16.6457 | 26.0926 | 14.168 | 10.1828 | 16.588 | 26.1579 | 14.1283 | 10.1543 | 16.4084 | 26.25 | 14.1111 | 10.1419 | 16.1835 | 26.3647 | 14.063 | 10.1074 | 15.8136 | 26.4252 | 14.0652 | 10.109 | 15.7356 | 26.7038 | 14.0245 | 10.0797 | 15.2397 | 26.4917 | 14.0628 | 10.1072 | 15.6373 | 27.0138 | 14.0255 | 10.0804 | 14.783 | 27.2527 | 14.0965 | 10.1315 | 14.4253 | 27.4503 | 14.0444 | 10.094 | 14.2763 | 25.7322 | 14.9606 | 10.7525 | 17.5124 | 25.8325 | 14.7074 | 10.5705 | 17.0507 | 25.8975 | 14.5434 | 10.4526 | 16.7745 | 25.9875 | 14.4927 | 10.4162 | 16.6582 | 26.0771 | 14.3754 | 10.3319 | 16.3459 | 26.1689 | 14.266 | 10.2532 | 16.2151 | 26.2677 | 14.2204 | 10.2205 | 16.0417 | 26.3774 | 14.1787 | 10.1905 | 15.9112 | 26.5033 | 14.0894 | 10.1263 | 15.6408 | 26.5902 | 14.0126 | 10.0711 | 15.4979 | 26.942 | 13.771 | 9.8975 | 14.7599 | 26.6775 | 13.9632 | 10.0357 | 15.3366 | 27.3196 | 13.6173 | 9.7871 | 14.0819 | 27.6144 | 13.5485 | 9.7376 | 13.5837 | 27.8294 | 13.377 | 9.6143 | 13.448 | 25.7346 | 14.9606 | 10.7525 | 17.5124 | 25.8326 | 14.5874 | 10.4843 | 16.7204 | 25.9009 | 14.5174 | 10.4339 | 16.407 | 26.0011 | 14.4442 | 10.3814 | 16.2862 | 26.1062 | 14.3028 | 10.2797 | 15.947 | 26.2255 | 14.156 | 10.1742 | 15.7751 | 26.3615 | 14.0579 | 10.1037 | 15.5625 | 26.5127 | 13.9694 | 10.04 | 15.4252 | 26.6968 | 13.8739 | 9.9714 | 15.1604 | 26.8439 | 13.7802 | 9.9041 | 15.0257 | 27.5342 | 13.1484 | 9.45 | 13.5489 | 26.998 | 13.7003 | 9.8467 | 14.8865 | 28.2467 | 12.3599 | 8.8833 | 9.7753 | 28.6315 | 11.7186 | 8.4224 | 6.6689 | 28.8308 | 11.1602 | 8.0211 | 4.6767 | 25.7346 | 14.9606 | 10.7525 | 17.5124 | 25.8172 | 14.6103 | 10.5007 | 16.705 | 25.868 | 14.5716 | 10.4729 | 16.4287 | 25.9554 | 14.5117 | 10.4298 | 16.337 | 26.0558 | 14.3462 | 10.3109 | 16.0233 | 26.1761 | 14.2 | 10.2058 | 15.8837 | 26.3213 | 14.1306 | 10.156 | 15.6968 | 26.4925 | 14.018 | 10.075 | 15.4828 | 26.7264 | 13.8041 | 9.9213 | 14.5877 | 26.9352 | 13.5849 | 9.7637 | 13.7937 | 27.6807 | 13.0157 | 9.3546 | 10.4874 | 27.1448 | 13.3702 | 9.6094 | 12.9852 | 28.3287 | 11.892 | 8.547 | 6.9953 | 28.601 | 11.235 | 8.0748 | 4.8237 | 28.5727 | 11.1178 | 7.9906 | 5.2731
TAME VALLEY | HARTSHEAD-HEYROD | STALYBRIDGE | 395148 | 398108 | 28.4867 | 12.031 | 8.7765 | 13.126 | 28.6876 | 11.8663 | 8.6563 | 12.408 | 28.7856 | 10.8327 | 7.9023 | 11.7735 | 28.9144 | 9.7491 | 7.1118 | 11.0683 | 29.0436 | 8.6795 | 6.3315 | 10.3849 | 29.189 | 8.5185 | 6.2141 | 9.7429 | 29.3327 | 8.3955 | 6.1244 | 9.385 | 29.4897 | 8.2555 | 6.0223 | 8.9414 | 29.6689 | 8.1502 | 5.9454 | 8.5751 | 29.815 | 8.0259 | 5.8548 | 8.1824 | 30.4452 | 7.417 | 5.4106 | 5.6249 | 29.9661 | 7.9432 | 5.7945 | 7.8813 | 31.288 | 6.7075 | 4.8931 | -1.2237 | 31.9009 | 6.7285 | 4.9083 | -6.8413 | 32.5299 | 6.2962 | 4.593 | -10.996 | 28.4786 | 12.031 | 8.7765 | 13.126 | 28.6866 | 11.8982 | 8.6796 | 12.4159 | 28.7055 | 11.2948 | 8.2394 | 12.1459 | 28.757 | 10.7128 | 7.8148 | 12.0112 | 28.8053 | 10.0837 | 7.3559 | 11.6361 | 28.8528 | 9.4562 | 6.8982 | 11.3251 | 28.9253 | 8.8517 | 6.4572 | 11.1022 | 29.0251 | 8.7399 | 6.3756 | 10.637 | 29.1484 | 8.6222 | 6.2898 | 10.1945 | 29.2231 | 8.5448 | 6.2333 | 9.9109 | 29.571 | 8.4195 | 6.1419 | 9.0784 | 29.3026 | 8.5249 | 6.2188 | 9.7262 | 29.9996 | 8.6622 | 6.319 | 8.0443 | 30.4606 | 9.4113 | 6.8654 | 7.3351 | 30.8759 | 9.4941 | 6.9258 | 6.8613 | 28.4867 | 12.031 | 8.7765 | 13.126 | 28.6887 | 11.8999 | 8.6808 | 12.5037 | 28.7872 | 11.2317 | 8.1934 | 11.9195 | 28.9166 | 10.5254 | 7.6782 | 11.2707 | 29.0513 | 9.8162 | 7.1608 | 10.6719 | 29.1995 | 9.1414 | 6.6685 | 10.1649 | 29.3451 | 8.5048 | 6.2042 | 9.964 | 29.4969 | 8.3816 | 6.1143 | 9.6471 | 29.6769 | 8.2947 | 6.0509 | 9.347 | 29.8182 | 8.171 | 5.9606 | 8.9853 | 30.384 | 7.7949 | 5.6863 | 7.7753 | 29.9594 | 8.0934 | 5.904 | 8.6853 | 30.9926 | 8.0625 | 5.8815 | 6.472 | 31.4857 | 8.9535 | 6.5315 | 5.6255 | 31.879 | 9.1883 | 6.7027 | 5.234 | 28.4901 | 12.031 | 8.7765 | 13.126 | 28.6996 | 11.8519 | 8.6458 | 12.4238 | 28.8136 | 11.172 | 8.1498 | 11.8298 | 28.9774 | 10.4166 | 7.5988 | 11.1634 | 29.1601 | 9.6818 | 7.0628 | 10.5201 | 29.3504 | 8.9427 | 6.5236 | 9.9332 | 29.5709 | 8.2913 | 6.0484 | 9.6552 | 29.8106 | 8.1248 | 5.9269 | 9.3129 | 30.1025 | 7.9562 | 5.8039 | 9.0202 | 30.3537 | 7.7497 | 5.6533 | 8.6602 | 31.4365 | 6.8274 | 4.9805 | 6.0956 | 30.5922 | 7.5999 | 5.544 | 8.3851 | 32.8849 | 5.8931 | 4.299 | -0.71398 | 33.811 | 6.054 | 4.4163 | -6.1663 | 33.9688 | 5.5101 | 4.0195 | -9.8751 | 28.4901 | 12.031 | 8.7765 | 13.126 | 28.6877 | 11.8769 | 8.664 | 12.47 | 28.7889 | 11.7543 | 8.5746 | 11.9347 | 28.9543 | 11.5459 | 8.4225 | 11.3007 | 29.1439 | 11.3748 | 8.2978 | 10.683 | 29.3499 | 11.1645 | 8.1444 | 10.1369 | 29.5891 | 11.0752 | 8.0792 | 9.8874 | 29.868 | 10.8956 | 7.9482 | 9.3895 | 30.2332 | 10.5059 | 7.6639 | 7.9807 | 30.5663 | 10.1349 | 7.3932 | 6.456 | 31.9041 | 8.575 | 6.2553 | 0.70209 | 30.9041 | 9.75 | 7.1125 | 5.0033 | 33.2812 | 6.9562 | 5.0745 | -5.6268 | 33.9321 | 6.2251 | 4.5411 | -9.3825 | 34.0357 | 6.016 | 4.3886 | -8.8038
TARDY GATE | RIBBLE | PENWORTHAM EAST / ROCHDALE | 353958 | 426066 | 30.1979 | 12.8069 | 9.2046 | 15.6107 | 30.376 | 12.3169 | 8.8524 | 12.9798 | 30.5282 | 11.9894 | 8.617 | 12.0702 | 30.6937 | 12.0583 | 8.6665 | 11.9164 | 30.8646 | 11.874 | 8.5341 | 11.4735 | 31.0302 | 11.7156 | 8.4202 | 11.1171 | 31.218 | 11.4039 | 8.1962 | 10.8079 | 31.4311 | 10.8794 | 7.8192 | 10.4238 | 31.6678 | 11.147 | 8.0116 | 10.0352 | 31.8405 | 11.2036 | 8.0522 | 9.6467 | 32.4897 | 10.566 | 7.594 | 7.4986 | 32.01 | 11.1758 | 8.0323 | 9.3743 | 33.1861 | 9.4765 | 6.8109 | 2.6171 | 33.5983 | 8.2541 | 5.9324 | -1.4406 | 33.9373 | 7.3362 | 5.2727 | -4.2958 | 30.1723 | 12.8069 | 9.2046 | 15.6107 | 30.3468 | 12.5783 | 9.0403 | 14.3141 | 30.3712 | 12.4879 | 8.9753 | 13.9129 | 30.4284 | 12.4845 | 8.9728 | 13.8856 | 30.482 | 12.4221 | 8.928 | 13.5974 | 30.5331 | 12.3438 | 8.8718 | 13.4016 | 30.6065 | 12.223 | 8.7849 | 13.1643 | 30.7154 | 12.0326 | 8.6481 | 12.708 | 30.8439 | 11.9902 | 8.6176 | 12.2059 | 30.9262 | 11.9154 | 8.5639 | 11.8657 | 31.2665 | 11.694 | 8.4047 | 10.7471 | 31.0092 | 11.8872 | 8.5435 | 11.6172 | 31.6619 | 11.422 | 8.2092 | 9.6363 | 31.9658 | 10.6255 | 7.6368 | 8.8949 | 32.2213 | 11.0952 | 7.9743 | 8.4781 | 30.1979 | 12.8069 | 9.2046 | 15.6107 | 30.3766 | 12.4656 | 8.9592 | 13.7807 | 30.529 | 12.2224 | 8.7845 | 13.0709 | 30.6948 | 12.2051 | 8.772 | 12.9251 | 30.8683 | 12.1066 | 8.7012 | 12.5281 | 31.0352 | 11.9746 | 8.6064 | 12.2463 | 31.2241 | 11.7058 | 8.4132 | 12.0202 | 31.4346 | 11.3201 | 8.136 | 11.7028 | 31.6717 | 11.3136 | 8.1313 | 11.3398 | 31.8421 | 11.4317 | 8.2162 | 10.9553 | 32.4595 | 11.0473 | 7.9399 | 9.6804 | 32.0067 | 11.4227 | 8.2097 | 10.6674 | 33.0342 | 10.6598 | 7.6614 | 8.4432 | 33.4011 | 10.1187 | 7.2725 | 7.6346 | 33.6279 | 9.6669 | 6.9478 | 7.3027 | 30.2062 | 12.8069 | 9.2046 | 15.6107 | 30.3896 | 12.1694 | 8.7464 | 12.22 | 30.5577 | 11.8497 | 8.5166 | 11.187 | 30.7581 | 11.8812 | 8.5392 | 11.0776 | 30.962 | 11.5091 | 8.2718 | 10.6772 | 31.1902 | 11.0041 | 7.9089 | 10.3904 | 31.4469 | 11.3544 | 8.1606 | 10.183 | 31.7273 | 11.2791 | 8.1065 | 9.9202 | 32.0755 | 11.1326 | 8.0012 | 9.6305 | 32.342 | 10.8925 | 7.8286 | 9.2991 | 33.2645 | 10.0875 | 7.2501 | 7.2988 | 32.5864 | 10.619 | 7.6321 | 9.0858 | 34.2069 | 8.628 | 6.2011 | 2.5844 | 34.7612 | 7.4806 | 5.3764 | -1.2949 | 35.0341 | 6.6324 | 4.7668 | -3.8696 | 30.2062 | 12.8069 | 9.2046 | 15.6107 | 30.3772 | 12.1128 | 8.7057 | 11.8715 | 30.5244 | 11.8286 | 8.5015 | 10.804 | 30.7119 | 11.8006 | 8.4813 | 10.7327 | 30.9129 | 11.5155 | 8.2764 | 10.3545 | 31.1394 | 10.805 | 7.7657 | 10.1098 | 31.401 | 11.3526 | 8.1594 | 9.9372 | 31.7012 | 11.2818 | 8.1085 | 9.5586 | 32.107 | 10.951 | 7.8707 | 8.5268 | 32.44 | 10.4334 | 7.4987 | 7.4251 | 33.4557 | 9.6199 | 6.914 | 3.3349 | 32.7431 | 10.0859 | 7.249 | 6.4395 | 34.358 | 7.9945 | 5.7458 | -1.0467 | 34.764 | 7.0804 | 5.0888 | -3.7886 | 34.8244 | 6.8355 | 4.9128 | -3.4887
TARLETON | WRIGHTINGTON | PENWORTHAM WEST / STANAH | 344741 | 422417 | 20.3755 | 12.6243 | 9.0733 | 11.174 | 20.5166 | 12.2475 | 8.8025 | 9.2545 | 20.7202 | 10.6956 | 7.6871 | 8.4172 | 20.9877 | 9.2405 | 6.6413 | 7.8946 | 21.255 | 7.8066 | 5.6107 | 7.248 | 21.543 | 7.6181 | 5.4753 | 6.6664 | 21.8294 | 7.4126 | 5.3276 | 5.971 | 22.1332 | 7.2657 | 5.222 | 5.4984 | 22.4771 | 7.0822 | 5.0901 | 4.8214 | 22.7264 | 6.9367 | 4.9856 | 4.3812 | 23.5407 | 6.3953 | 4.5964 | 2.0136 | 22.9687 | 6.8389 | 4.9153 | 3.9769 | 24.3437 | 6.4673 | 4.6482 | -2.2702 | 24.8266 | 11.8473 | 8.5149 | -5.0844 | 25.1575 | 15.5124 | 11.149 | -7.6334 | 20.355 | 12.6243 | 9.0733 | 11.174 | 20.4872 | 12.4999 | 8.9839 | 10.58 | 20.4664 | 11.6524 | 8.3748 | 10.508 | 20.5172 | 10.7755 | 7.7446 | 10.3992 | 20.5503 | 9.9177 | 7.1281 | 10.1834 | 20.5693 | 9.0969 | 6.5381 | 10.0688 | 20.6353 | 8.2468 | 5.9271 | 9.7119 | 20.7501 | 8.1412 | 5.8512 | 9.3008 | 20.8986 | 7.9922 | 5.7442 | 8.6449 | 21.0043 | 7.9179 | 5.6908 | 8.369 | 21.4764 | 7.7045 | 5.5374 | 7.1563 | 21.1095 | 7.8665 | 5.6538 | 8.0855 | 21.8876 | 8.1441 | 5.8533 | 5.9298 | 22.1964 | 12.576 | 9.0386 | 5.2196 | 22.4135 | 16.0744 | 11.553 | 4.7799 | 20.3755 | 12.6243 | 9.0733 | 11.174 | 20.5172 | 12.4645 | 8.9585 | 10.4649 | 20.7212 | 11.5101 | 8.2725 | 9.916 | 20.989 | 10.5374 | 7.5734 | 9.4751 | 21.2594 | 9.5955 | 6.8965 | 8.9665 | 21.549 | 8.6924 | 6.2474 | 8.5591 | 21.8366 | 7.8004 | 5.6063 | 8.1198 | 22.1375 | 7.6756 | 5.5166 | 7.7605 | 22.4818 | 7.5182 | 5.4035 | 7.2311 | 22.7283 | 7.3704 | 5.2973 | 6.7807 | 23.5061 | 6.9298 | 4.9806 | 4.9559 | 22.9648 | 7.2625 | 5.2197 | 6.324 | 24.1628 | 7.5686 | 5.4397 | 3.2522 | 24.5723 | 13.1274 | 9.4349 | 2.4453 | 24.8037 | 17.3165 | 12.4457 | 2.3024 | 20.3841 | 12.6243 | 9.0733 | 11.174 | 20.5493 | 12.1333 | 8.7204 | 8.7122 | 20.788 | 11.1083 | 7.9838 | 7.8271 | 21.1248 | 10.1022 | 7.2606 | 7.3642 | 21.4409 | 9.0978 | 6.5388 | 6.7835 | 21.7675 | 8.1415 | 5.8514 | 6.3087 | 22.1357 | 7.1849 | 5.1639 | 5.768 | 22.5329 | 7.0168 | 5.0431 | 5.4836 | 22.9822 | 6.801 | 4.888 | 4.9642 | 23.2874 | 6.6083 | 4.7495 | 4.6129 | 24.3387 | 5.7626 | 4.1417 | 2.5301 | 23.5718 | 6.4669 | 4.6479 | 4.2993 | 25.4548 | 5.5398 | 3.9815 | -1.5413 | 26.0449 | 10.5885 | 7.6102 | -3.908 | 26.2947 | 14.4894 | 10.4138 | -6.0313 | 20.3841 | 12.6243 | 9.0733 | 11.174 | 20.5426 | 12.0977 | 8.6949 | 8.4522 | 20.7905 | 11.8935 | 8.5481 | 7.5365 | 21.1104 | 11.7064 | 8.4136 | 7.0902 | 21.4031 | 11.4948 | 8.2616 | 6.536 | 21.7311 | 11.3072 | 8.1267 | 6.1258 | 22.1072 | 11.0953 | 7.9744 | 5.6577 | 22.5201 | 10.9249 | 7.852 | 5.4102 | 23.0166 | 10.5595 | 7.5893 | 4.4261 | 23.3807 | 10.3188 | 7.4163 | 3.5232 | 24.6986 | 9.0114 | 6.4767 | -0.18719 | 23.7325 | 10.0232 | 7.2039 | 2.6073 | 25.7853 | 8.1784 | 5.878 | -3.6181 | 26.1896 | 14.8753 | 10.6912 | -5.2801 | 26.1661 | 15.185 | 10.9137 | -5.0599
THE HEIGHT | AGECROFT | KEARSLEY | 379792 | 400497 | 29.8482 | 9.9813 | 7.2812 | 16.8491 | 30.0068 | 9.7319 | 7.0993 | 16.0042 | 30.0866 | 9.5122 | 6.939 | 15.4845 | 30.1946 | 9.3341 | 6.8091 | 15.3209 | 30.299 | 9.2399 | 6.7404 | 14.9094 | 30.4124 | 9.1635 | 6.6847 | 14.5295 | 30.536 | 9.0914 | 6.632 | 14.2607 | 30.7599 | 8.9544 | 6.5321 | 13.721 | 30.9168 | 8.8302 | 6.4415 | 13.3232 | 31.0354 | 8.7258 | 6.3654 | 13.0322 | 31.5629 | 8.1617 | 5.9538 | 10.6971 | 31.1593 | 8.6606 | 6.3178 | 12.7219 | 32.3332 | 7.0808 | 5.1653 | 5.1938 | 32.9269 | 6.2033 | 4.5252 | 0.68274 | 33.4349 | 5.4235 | 3.9563 | -2.5574 | 29.8403 | 9.9813 | 7.2812 | 16.8491 | 30.0156 | 9.8094 | 7.1558 | 16.2002 | 30.0516 | 9.6619 | 7.0482 | 15.8959 | 30.1152 | 9.5503 | 6.9668 | 15.8592 | 30.1752 | 9.4015 | 6.8583 | 15.5433 | 30.2165 | 9.2707 | 6.7629 | 15.3462 | 30.2762 | 9.2171 | 6.7237 | 15.1248 | 30.3594 | 9.1373 | 6.6655 | 14.6797 | 30.4622 | 9.0557 | 6.606 | 14.212 | 30.5268 | 9.023 | 6.5822 | 14.011 | 30.8452 | 8.8217 | 6.4353 | 12.9165 | 30.5965 | 8.9825 | 6.5526 | 13.7575 | 31.2835 | 8.6869 | 6.337 | 11.8254 | 31.7454 | 8.6537 | 6.3127 | 10.983 | 32.1675 | 8.4949 | 6.1969 | 10.4067 | 29.8482 | 9.9813 | 7.2812 | 16.8491 | 30.0079 | 9.8215 | 7.1647 | 16.2381 | 30.088 | 9.6896 | 7.0684 | 15.7909 | 30.1966 | 9.5836 | 6.9911 | 15.6649 | 30.3057 | 9.4229 | 6.8738 | 15.3194 | 30.4215 | 9.2657 | 6.7592 | 15.0435 | 30.5472 | 9.2131 | 6.7209 | 14.8852 | 30.7664 | 9.0902 | 6.6312 | 14.418 | 30.924 | 8.9815 | 6.5519 | 14.0763 | 31.0383 | 8.8838 | 6.4806 | 13.7914 | 31.5077 | 8.5033 | 6.203 | 12.4471 | 31.1533 | 8.8072 | 6.4247 | 13.4787 | 32.0452 | 8.2321 | 6.0052 | 11.1402 | 32.5221 | 8.042 | 5.8666 | 10.1999 | 32.9102 | 7.7641 | 5.6638 | 9.6837 | 29.8515 | 9.9813 | 7.2812 | 16.8491 | 30.0104 | 9.7847 | 7.1378 | 15.9254 | 30.1016 | 9.6304 | 7.0253 | 15.4269 | 30.224 | 9.5046 | 6.9335 | 15.2879 | 30.3534 | 9.3136 | 6.7941 | 14.9038 | 30.5139 | 9.1098 | 6.6455 | 14.5636 | 30.6972 | 8.9815 | 6.5519 | 14.3207 | 30.9716 | 8.8468 | 6.4536 | 13.8303 | 31.2169 | 8.7109 | 6.3545 | 13.4717 | 31.4239 | 8.5838 | 6.2617 | 13.1637 | 32.4324 | 7.8185 | 5.7035 | 10.6663 | 31.6437 | 8.444 | 6.1598 | 12.8412 | 33.7795 | 6.5787 | 4.7991 | 5.2396 | 34.6304 | 5.6582 | 4.1276 | 0.84653 | 30.2493 | 4.9067 | 3.5794 | -2.0189 | 29.8515 | 9.9813 | 7.2812 | 16.8491 | 29.9972 | 9.7817 | 7.1356 | 15.9173 | 30.0714 | 9.673 | 7.0563 | 15.452 | 30.1782 | 9.5571 | 6.9718 | 15.3392 | 30.4039 | 9.3437 | 6.8161 | 14.8797 | 30.5693 | 9.1456 | 6.6716 | 14.5618 | 30.7694 | 9.0695 | 6.6161 | 14.3321 | 31.0072 | 8.921 | 6.5077 | 13.775 | 31.3368 | 8.618 | 6.2867 | 12.5776 | 31.6374 | 8.3477 | 6.0895 | 11.4129 | 32.8662 | 7.5273 | 5.4911 | 6.5425 | 31.9436 | 8.0729 | 5.8891 | 10.2238 | 34.1502 | 6.1121 | 4.4587 | 1.41 | 32.2933 | 5.2383 | 3.8213 | -1.6565 | 31.6035 | 5.1264 | 3.7396 | -1.2122
THORLEY LN | MOSS NOOK | SOUTH MANCHESTER | 381499 | 386063 | 38 | 7.1517 | 5.1401 | 37.649 | 38 | 7.1849 | 5.1639 | 37.4378 | 38 | 7.2132 | 5.1843 | 37.4125 | 38 | 7.2229 | 5.1913 | 37.4125 | 38 | 7.1954 | 5.1715 | 37.4125 | 38 | 7.1227 | 5.1192 | 37.4125 | 38 | 7.0856 | 5.0925 | 37.4125 | 38 | 7.0298 | 5.0525 | 37.4125 | 38 | 6.9807 | 5.0172 | 37.4125 | 38 | 6.9647 | 5.0057 | 37.4125 | 38 | 6.8075 | 4.8927 | 37.4125 | 38 | 6.935 | 4.9844 | 37.4125 | 38 | 6.5021 | 4.6732 | 37.4125 | 38 | 6.2797 | 4.5134 | 37.4125 | 37.367 | 6.1522 | 4.4217 | 37.367 | 38 | 7.1517 | 5.1401 | 37.649 | 38 | 7.1944 | 5.1708 | 37.6236 | 38 | 7.1627 | 5.148 | 37.6206 | 38 | 7.1705 | 5.1536 | 37.6206 | 38 | 7.1848 | 5.1638 | 37.6206 | 38 | 7.1902 | 5.1677 | 37.6206 | 38 | 7.194 | 5.1704 | 37.6206 | 38 | 7.2026 | 5.1767 | 37.6206 | 38 | 7.2045 | 5.178 | 37.6206 | 38 | 7.2071 | 5.1799 | 37.6206 | 38 | 7.1995 | 5.1745 | 37.6206 | 38 | 7.2104 | 5.1823 | 37.6206 | 38 | 7.1815 | 5.1615 | 37.6206 | 38 | 7.2175 | 5.1873 | 37.6206 | 38 | 7.2165 | 5.1866 | 37.6206 | 38 | 7.1517 | 5.1401 | 37.649 | 38 | 7.2183 | 5.188 | 37.6025 | 38 | 7.2855 | 5.2362 | 37.5969 | 38 | 7.2939 | 5.2423 | 37.5969 | 38 | 7.26 | 5.2179 | 37.5969 | 38 | 7.2047 | 5.1781 | 37.5969 | 38 | 7.1572 | 5.144 | 37.5969 | 38 | 7.1083 | 5.1089 | 37.5969 | 38 | 7.0455 | 5.0638 | 37.5969 | 38 | 7.042 | 5.0612 | 37.5969 | 38 | 6.9089 | 4.9656 | 37.5969 | 38 | 7.0051 | 5.0347 | 37.5969 | 38 | 6.7108 | 4.8232 | 37.5969 | 38 | 6.5627 | 4.7168 | 37.5969 | 38 | 6.5482 | 4.7063 | 37.5969 | 38 | 7.1517 | 5.1401 | 37.649 | 38 | 7.202 | 5.1762 | 37.3533 | 38 | 7.2166 | 5.1867 | 37.3179 | 38 | 7.2027 | 5.1767 | 37.3179 | 38 | 7.1356 | 5.1285 | 37.3179 | 38 | 7.0634 | 5.0766 | 37.3179 | 38 | 6.9866 | 5.0214 | 37.3179 | 38 | 6.9715 | 5.0105 | 37.3179 | 38 | 6.9324 | 4.9825 | 37.3179 | 38 | 6.8754 | 4.9415 | 37.3179 | 38 | 6.6546 | 4.7828 | 37.3179 | 38 | 6.8264 | 4.9063 | 37.3179 | 38 | 6.3356 | 4.5535 | 37.3179 | 37.2358 | 6.1306 | 4.4062 | 37.2358 | 37.6563 | 6.1998 | 4.4559 | 37.3179 | 38 | 7.1517 | 5.1401 | 37.649 | 38 | 7.1884 | 5.1664 | 37.3111 | 38 | 7.2187 | 5.1882 | 37.2706 | 38 | 7.219 | 5.1885 | 37.2706 | 38 | 7.1544 | 5.142 | 37.2706 | 38 | 7.0401 | 5.0599 | 37.2706 | 38 | 6.9994 | 5.0306 | 37.2706 | 38 | 6.9572 | 5.0003 | 37.2706 | 38 | 6.8495 | 4.9229 | 37.2706 | 38 | 6.7646 | 4.8619 | 37.2706 | 38 | 6.4549 | 4.6393 | 37.2706 | 38 | 6.6807 | 4.8015 | 37.2706 | 36.8809 | 6.0722 | 4.3642 | 36.8809 | 37.4216 | 6.1612 | 4.4282 | 37.2706 | 37.0898 | 6.1065 | 4.3889 | 37.0898
THORNTON | BISPHAM | PENWORTHAM WEST / STANAH | 334207 | 442111 | 23.7102 | 11.8324 | 8.5042 | 15.907 | 23.8795 | 11.4379 | 8.2207 | 14.5469 | 23.9798 | 11.206 | 8.054 | 14.066 | 24.105 | 10.9628 | 7.8792 | 13.7843 | 24.2323 | 10.813 | 7.7715 | 13.4236 | 24.3721 | 10.7081 | 7.6961 | 13.0824 | 24.5295 | 10.572 | 7.5983 | 12.6782 | 24.6981 | 10.4369 | 7.5012 | 12.3826 | 24.8897 | 10.3378 | 7.43 | 12.0114 | 25.0332 | 10.2381 | 7.3583 | 11.6764 | 29.8137 | 8.87 | 6.3751 | 5.2719 | 29.4793 | 9.3783 | 6.7404 | 7.0643 | 32.4025 | 7.2932 | 5.2418 | -1.7402 | 32.663 | 8.1043 | 5.8247 | -5.5791 | 32.8926 | 8.5614 | 6.1532 | -8.4566 | 23.6936 | 11.8324 | 8.5042 | 15.907 | 23.8668 | 11.5716 | 8.3167 | 14.9523 | 23.892 | 11.4504 | 8.2296 | 14.7487 | 23.9481 | 11.3297 | 8.1429 | 14.5895 | 23.9952 | 11.1931 | 8.0447 | 14.3387 | 24.0272 | 11.0605 | 7.9494 | 14.1191 | 24.0869 | 10.9462 | 7.8673 | 13.7583 | 24.1774 | 10.8592 | 7.8047 | 13.3774 | 24.287 | 10.7398 | 7.7189 | 12.8757 | 24.3457 | 10.6751 | 7.6724 | 12.6113 | 24.5733 | 10.4097 | 7.4817 | 11.5055 | 24.4023 | 10.6003 | 7.6186 | 12.3344 | 24.8239 | 10.148 | 7.2935 | 10.4337 | 25.023 | 11.1232 | 7.9945 | 9.8442 | 25.1778 | 11.965 | 8.5994 | 9.4337 | 23.7102 | 11.8324 | 8.5042 | 15.907 | 23.8798 | 11.5615 | 8.3094 | 14.9194 | 23.9802 | 11.4008 | 8.194 | 14.5398 | 24.1055 | 11.2272 | 8.0692 | 14.2795 | 24.2341 | 11.0088 | 7.9122 | 13.9634 | 24.3745 | 10.8454 | 7.7948 | 13.7026 | 24.5324 | 10.7209 | 7.7053 | 13.3932 | 24.6997 | 10.6488 | 7.6535 | 13.1613 | 24.8914 | 10.5229 | 7.563 | 12.82 | 25.0339 | 10.4428 | 7.5054 | 12.49 | 29.8004 | 9.319 | 6.6978 | 6.9926 | 29.4778 | 9.6073 | 6.9049 | 7.8697 | 32.3329 | 8.6941 | 6.2486 | 3.6834 | 32.5652 | 11.0044 | 7.9091 | 3.0922 | 32.7392 | 10.9444 | 7.866 | 2.7827 | 23.7137 | 11.8324 | 8.5042 | 15.907 | 23.8837 | 11.4337 | 8.2177 | 14.3532 | 23.9944 | 11.2356 | 8.0753 | 13.8685 | 24.1431 | 11.0414 | 7.9357 | 13.6199 | 24.3101 | 10.7689 | 7.7398 | 13.3006 | 24.4997 | 10.5 | 7.5466 | 13.0307 | 24.7003 | 10.3775 | 7.4585 | 12.7278 | 26.7755 | 9.8791 | 7.1003 | 10.6994 | 27.0179 | 9.6756 | 6.9541 | 10.4408 | 27.1934 | 9.4584 | 6.7979 | 10.2178 | 33.9396 | 7.3742 | 5.3 | 2.2037 | 32.533 | 8.3948 | 6.0335 | 4.8112 | 34.8141 | 6.6742 | 4.7968 | -2.5463 | 35.2102 | 7.4237 | 5.3355 | -6.1815 | 35.4285 | 7.7972 | 5.604 | -8.8248 | 23.7137 | 11.8324 | 8.5042 | 15.907 | 23.8673 | 11.4384 | 8.221 | 14.2912 | 23.96 | 11.2607 | 8.0933 | 13.8372 | 24.0946 | 11.0686 | 7.9552 | 13.6232 | 24.2522 | 10.8379 | 7.7894 | 13.3416 | 24.6856 | 10.602 | 7.6199 | 12.8656 | 24.8615 | 10.5293 | 7.5676 | 12.6266 | 25.0821 | 10.4143 | 7.485 | 12.3674 | 26.3768 | 9.992 | 7.1815 | 10.3502 | 30.8472 | 8.9802 | 6.4543 | 5.0681 | 32.4905 | 8.1704 | 5.8722 | 0.16274 | 31.9741 | 8.5558 | 6.1492 | 3.1422 | 33.1203 | 7.4603 | 5.3619 | -4.1034 | 33.455 | 8.585 | 6.1702 | -6.6521 | 33.4605 | 8.4046 | 6.0405 | -6.3328
TOWNLEY ST | CHADDERTON | WHITEGATE | 387242 | 405960 | 34.5248 | 14.0854 | 10.1235 | 23.284 | 34.569 | 13.7183 | 9.8596 | 21.5398 | 34.644 | 11.6797 | 8.3944 | 21.1284 | 34.7541 | 9.6645 | 6.9461 | 20.9543 | 34.8616 | 7.6402 | 5.4912 | 20.7369 | 34.9734 | 7.5877 | 5.4534 | 20.6033 | 35.0982 | 7.5134 | 5.4 | 20.413 | 35.2354 | 7.4416 | 5.3484 | 20.1945 | 35.3858 | 7.3712 | 5.2978 | 20.028 | 35.4805 | 7.2974 | 5.2448 | 19.8923 | 35.7744 | 7.1987 | 5.1738 | 18.8556 | 35.5639 | 7.2833 | 5.2346 | 19.7423 | 36.024 | 8.5383 | 6.1367 | 16.5266 | 36.1521 | 11.1128 | 7.987 | 14.687 | 36.2087 | 11.4888 | 8.2572 | 13.435 | 34.5179 | 14.0854 | 10.1235 | 23.284 | 34.5749 | 13.9739 | 10.0433 | 22.8587 | 34.5726 | 12.771 | 9.1788 | 22.7834 | 34.6061 | 11.5486 | 8.3002 | 22.6972 | 34.6282 | 10.3434 | 7.434 | 22.5979 | 34.6413 | 9.1606 | 6.5839 | 22.5465 | 34.6838 | 7.9427 | 5.7086 | 22.3696 | 34.7568 | 7.8475 | 5.6402 | 22.0721 | 34.8508 | 7.7951 | 5.6025 | 21.796 | 34.88 | 7.7612 | 5.5781 | 21.6627 | 34.9821 | 7.838 | 5.6333 | 21.2501 | 34.9072 | 7.7697 | 5.5842 | 21.5419 | 35.0794 | 9.0644 | 6.5147 | 20.9398 | 35.1383 | 11.0473 | 7.9399 | 20.8344 | 35.1662 | 11.4113 | 8.2015 | 20.8371 | 34.5248 | 14.0854 | 10.1235 | 23.284 | 34.569 | 13.9314 | 10.0127 | 22.757 | 34.6441 | 12.7156 | 9.1389 | 22.5078 | 34.7542 | 11.4791 | 8.2503 | 22.3418 | 34.8619 | 10.2241 | 7.3482 | 22.1515 | 34.9738 | 9.0086 | 6.4747 | 22.0376 | 35.0987 | 7.7851 | 5.5953 | 21.9005 | 35.2357 | 7.7247 | 5.5519 | 21.7261 | 35.3862 | 7.6624 | 5.5071 | 21.5854 | 35.4806 | 7.5909 | 5.4557 | 21.4514 | 35.772 | 7.5975 | 5.4605 | 20.8772 | 35.5637 | 7.5788 | 5.447 | 21.2993 | 36.0118 | 9.3662 | 6.7316 | 20.3839 | 36.135 | 12.3468 | 8.8739 | 20.1674 | 36.1818 | 13.0667 | 9.3913 | 20.1454 | 34.5277 | 14.0854 | 10.1235 | 23.284 | 34.569 | 13.6378 | 9.8017 | 20.9524 | 34.6486 | 12.3616 | 8.8845 | 20.4959 | 34.7735 | 11.0987 | 7.9769 | 20.3517 | 34.906 | 9.843 | 7.0744 | 20.1646 | 35.0452 | 8.6088 | 6.1873 | 20.0832 | 35.1986 | 7.3696 | 5.2967 | 19.9644 | 35.3625 | 7.2764 | 5.2297 | 19.8288 | 35.5267 | 7.1942 | 5.1706 | 19.7329 | 35.6359 | 7.1026 | 5.1048 | 19.6449 | 36.0587 | 6.9261 | 4.9779 | 18.7791 | 35.734 | 7.0807 | 5.089 | 19.5447 | 36.5969 | 8.1665 | 5.8695 | 16.6513 | 36.8022 | 10.9115 | 7.8423 | 14.9872 | 36.8901 | 11.2715 | 8.1011 | 13.8974 | 34.5277 | 14.0854 | 10.1235 | 23.284 | 34.558 | 13.5881 | 9.766 | 20.6715 | 34.6249 | 13.5032 | 9.705 | 20.2065 | 34.7381 | 13.4221 | 9.6467 | 20.0838 | 34.8593 | 13.3354 | 9.5844 | 19.9187 | 34.9869 | 13.2615 | 9.5313 | 19.8682 | 35.1294 | 13.1747 | 9.4689 | 19.7772 | 35.2873 | 13.0788 | 9.4 | 19.5969 | 35.5021 | 12.8851 | 9.2608 | 19.1267 | 35.6624 | 12.7221 | 9.1436 | 18.647 | 36.1914 | 12.3803 | 8.898 | 16.6902 | 35.8112 | 12.5673 | 9.0323 | 18.1454 | 36.6077 | 11.7043 | 8.4121 | 14.7137 | 36.7706 | 11.291 | 8.1151 | 13.5986 | 36.7719 | 11.2299 | 8.0712 | 13.9564
TRAFFORD | STRETFORD | SOUTH MANCHESTER | 380714 | 396551 | 22.4657 | 8.0485 | 5.8713 | 12.602 | 22.3468 | 8.0167 | 5.848 | 12.718 | 22.4039 | 7.9044 | 5.7662 | 12.4386 | 22.5093 | 7.7251 | 5.6354 | 12.0106 | 22.5802 | 7.5748 | 5.5257 | 11.5682 | 22.6412 | 7.3935 | 5.3935 | 11.1348 | 22.7073 | 7.2747 | 5.3068 | 10.7785 | 22.7923 | 7.2071 | 5.2575 | 10.5078 | 22.8801 | 7.1572 | 5.2211 | 10.359 | 22.9853 | 7.0853 | 5.1686 | 10.1918 | 23.6761 | 6.8195 | 4.9748 | 9.3044 | 23.1217 | 7.0031 | 5.1087 | 10.0159 | 25.0179 | 6.6734 | 4.8681 | 7.5192 | 25.8028 | 6.9147 | 5.0442 | 5.9941 | 26.6426 | 6.8457 | 4.9939 | 4.6718 | 22.4632 | 8.0485 | 5.8713 | 12.602 | 22.3609 | 8.0837 | 5.897 | 12.9543 | 22.2877 | 8.081 | 5.895 | 13.1105 | 22.2743 | 8.0277 | 5.8561 | 13.0428 | 22.2252 | 7.9683 | 5.8128 | 12.9269 | 22.1435 | 7.9046 | 5.7663 | 12.8113 | 22.1029 | 7.8344 | 5.7151 | 12.622 | 22.1 | 7.7795 | 5.675 | 12.4459 | 22.1441 | 7.7544 | 5.6568 | 12.3973 | 22.1865 | 7.7424 | 5.648 | 12.3741 | 22.5456 | 7.6877 | 5.6081 | 12.2171 | 22.2503 | 7.7291 | 5.6382 | 12.3422 | 23.1673 | 7.7818 | 5.6767 | 12.0174 | 23.7889 | 8.0541 | 5.8753 | 11.8193 | 24.2139 | 8.2858 | 6.0444 | 11.7078 | 22.4657 | 8.0485 | 5.8713 | 12.602 | 22.3493 | 8.0827 | 5.8962 | 12.9749 | 22.4078 | 7.9821 | 5.8228 | 12.7308 | 22.5144 | 7.8015 | 5.6911 | 12.3143 | 22.5978 | 7.6476 | 5.5788 | 11.8757 | 22.6654 | 7.469 | 5.4485 | 11.4484 | 22.7368 | 7.3508 | 5.3623 | 11.0977 | 22.8097 | 7.2943 | 5.3211 | 10.8402 | 22.8991 | 7.244 | 5.2844 | 10.6913 | 22.993 | 7.1728 | 5.2325 | 10.5288 | 23.5302 | 6.9663 | 5.0818 | 9.8702 | 23.1058 | 7.0998 | 5.1792 | 10.3625 | 24.3148 | 7.0848 | 5.1683 | 9.1657 | 25.2201 | 7.6176 | 5.5569 | 8.5937 | 25.729 | 7.8026 | 5.6919 | 8.2141 | 22.4668 | 8.0485 | 5.8713 | 12.602 | 22.342 | 7.9892 | 5.828 | 12.6409 | 22.3929 | 7.8351 | 5.7156 | 12.1384 | 22.4943 | 7.6133 | 5.5538 | 11.4981 | 22.5824 | 7.336 | 5.3515 | 10.8318 | 22.7113 | 7.2644 | 5.2993 | 10.4087 | 22.8726 | 7.1372 | 5.2065 | 10.0576 | 23.0589 | 7.0434 | 5.1381 | 9.7954 | 23.2729 | 6.9468 | 5.0676 | 9.6402 | 23.5394 | 6.9067 | 5.0383 | 9.4481 | 25.007 | 6.6039 | 4.8174 | 8.3497 | 23.8733 | 6.8474 | 4.9951 | 9.2347 | 27.0418 | 6.4513 | 4.7061 | 6.4838 | 28.5476 | 6.72 | 4.9021 | 5.1751 | 29.3858 | 6.7745 | 4.9419 | 4.5527 | 22.4668 | 8.0485 | 5.8713 | 12.602 | 22.3504 | 7.9771 | 5.8192 | 12.5814 | 22.4109 | 7.8382 | 5.7178 | 12.0695 | 22.5413 | 7.587 | 5.5346 | 11.4192 | 22.7141 | 7.4233 | 5.4152 | 10.7192 | 22.9305 | 7.2767 | 5.3083 | 10.2614 | 23.2085 | 7.1185 | 5.1928 | 9.8638 | 23.538 | 7.0313 | 5.1292 | 9.5453 | 23.918 | 6.9229 | 5.0501 | 9.1567 | 24.3277 | 6.8003 | 4.9607 | 8.7372 | 26.2569 | 7.2499 | 5.2887 | 7.0276 | 24.7764 | 6.8109 | 4.9684 | 8.31 | 28.236 | 6.6589 | 4.8575 | 5.2008 | 29.3508 | 6.5306 | 4.764 | 4.2542 | 29.4725 | 6.5106 | 4.7494 | 4.4263
TRAFFORD PARK NORTH | BARTON | CARRINGTON | 378738 | 397694 | 2.6914 | 0.43658 | 0.31848 | 2.6914 | 2.6914 | 0.43658 | 0.31848 | 2.6914 | 2.6914 | 0.43658 | 0.31848 | 2.6914 | 2.6914 | 0.43658 | 0.31848 | 2.6914 | 2.6914 | 0.43658 | 0.31848 | 2.6914 | 2.6914 | 0.43658 | 0.31848 | 2.6914 | 2.6914 | 0.43658 | 0.31848 | 2.6914 | 2.6914 | 0.43658 | 0.31848 | 2.6914 | 2.6914 | 0.43658 | 0.31848 | 2.6914 | 2.6914 | 0.43658 | 0.31848 | 2.6914 | 2.6914 | 0.43658 | 0.31848 | -0.080178 | 2.6914 | 0.43658 | 0.31848 | 2.6914 | 2.6914 | 0.43658 | 0.31848 | -0.17931 | 7.7357 | 1.2548 | 0.91536 | 0.14976 | 30.4076 | 7.8829 | 5.7504 | 0.24045 | 2.6914 | 0.43658 | 0.31848 | 2.6914 | 2.6914 | 0.43658 | 0.31848 | 2.6914 | 2.6914 | 0.43658 | 0.31848 | 2.6914 | 2.6914 | 0.43658 | 0.31848 | 2.6914 | 2.6914 | 0.43658 | 0.31848 | 2.6914 | 2.6914 | 0.43658 | 0.31848 | 2.6914 | 2.6914 | 0.43658 | 0.31848 | 2.6914 | 2.6914 | 0.43658 | 0.31848 | 2.6914 | 2.6914 | 0.43658 | 0.31848 | 2.6914 | 2.6914 | 0.43658 | 0.31848 | 2.6914 | 2.6914 | 0.43658 | 0.31848 | 2.6914 | 2.6914 | 0.43658 | 0.31848 | 2.6914 | 2.6914 | 0.43658 | 0.31848 | 2.6914 | 8.3551 | 1.3553 | 0.98866 | 8.3551 | 22.4037 | 7.1435 | 5.2111 | 11.0936 | 2.6914 | 0.43658 | 0.31848 | 2.6914 | 2.6914 | 0.43658 | 0.31848 | 2.6914 | 2.6914 | 0.43658 | 0.31848 | 2.6914 | 2.6914 | 0.43658 | 0.31848 | 2.6914 | 2.6914 | 0.43658 | 0.31848 | 2.6914 | 2.6914 | 0.43658 | 0.31848 | 2.6914 | 2.6914 | 0.43658 | 0.31848 | 2.6914 | 2.6914 | 0.43658 | 0.31848 | 2.6914 | 2.6914 | 0.43658 | 0.31848 | 2.6914 | 2.6914 | 0.43658 | 0.31848 | 2.6914 | 2.6914 | 0.43658 | 0.31848 | 0.33287 | 2.6914 | 0.43658 | 0.31848 | 2.6914 | 2.6914 | 0.43658 | 0.31848 | 0.45808 | 9.5827 | 1.5544 | 1.1339 | 0.98795 | 30.0513 | 8.2443 | 6.0141 | 1.3041 | 2.6914 | 0.43658 | 0.31848 | 2.6914 | 2.6914 | 0.43658 | 0.31848 | 2.6914 | 2.6914 | 0.43658 | 0.31848 | 2.6914 | 2.6914 | 0.43658 | 0.31848 | 2.6914 | 2.6914 | 0.43658 | 0.31848 | 2.6914 | 2.6914 | 0.43658 | 0.31848 | 2.6914 | 2.6914 | 0.43658 | 0.31848 | 2.6914 | 2.6914 | 0.43658 | 0.31848 | 2.6914 | 2.6914 | 0.43658 | 0.31848 | 2.6914 | 2.6914 | 0.43658 | 0.31848 | 2.6914 | 2.6914 | 0.43658 | 0.31848 | 0.54901 | 2.6914 | 0.43658 | 0.31848 | 2.6914 | 2.6914 | 0.43658 | 0.31848 | -0.1824 | 7.0928 | 1.1505 | 0.83929 | 0.00055026 | 30.4598 | 7.8237 | 5.7073 | 0.24039 | 2.6914 | 0.43658 | 0.31848 | 2.6914 | 2.6914 | 0.43658 | 0.31848 | 2.6914 | 2.6914 | 0.43658 | 0.31848 | 2.6914 | 2.6914 | 0.43658 | 0.31848 | 2.6914 | 2.6914 | 0.43658 | 0.31848 | 2.6914 | 2.6914 | 0.43658 | 0.31848 | -1.2245 | 2.6914 | 0.43658 | 0.31848 | -0.83282 | 2.6914 | 0.43658 | 0.31848 | -0.43093 | 2.6914 | 0.43658 | 0.31848 | 0.29287 | 2.6914 | 0.43658 | 0.31848 | 0.26266 | 2.6914 | 0.43658 | 0.31848 | 0.15895 | 2.6914 | 0.43658 | 0.31848 | 0.34437 | 2.6914 | 0.43658 | 0.31848 | -0.99937 | 31.0208 | 7.707 | 5.6222 | -0.51836 | 30.6495 | 7.697 | 5.6148 | -0.047872
TRIMPELL | - | HEYSHAM | 341861 | 458979 | 1.6795 | 0.44197 | 0.31765 | 1.6795 | 1.6795 | 0.44197 | 0.31765 | 1.6795 | 1.6795 | 0.44197 | 0.31765 | 1.6795 | 1.6795 | 0.44197 | 0.31765 | 1.6795 | 1.6795 | 0.44197 | 0.31765 | 1.6795 | 1.6795 | 0.44197 | 0.31765 | 1.6795 | 1.6795 | 0.44197 | 0.31765 | 1.6795 | 1.6795 | 0.44197 | 0.31765 | 1.6795 | 1.6795 | 0.44197 | 0.31765 | 1.6795 | 1.6795 | 0.44197 | 0.31765 | 1.6795 | 1.6795 | 0.44197 | 0.31765 | 1.6795 | 1.6795 | 0.44197 | 0.31765 | 1.6795 | 1.6795 | 0.44197 | 0.31765 | 1.6795 | 1.6795 | 0.44197 | 0.31765 | 1.6795 | 1.6795 | 0.44197 | 0.31765 | 1.6795 | 1.6795 | 0.44197 | 0.31765 | 1.6795 | 1.6795 | 0.44197 | 0.31765 | 1.6795 | 1.6795 | 0.44197 | 0.31765 | 1.6795 | 1.6795 | 0.44197 | 0.31765 | 1.6795 | 1.6795 | 0.44197 | 0.31765 | 1.6795 | 1.6795 | 0.44197 | 0.31765 | 1.6795 | 1.6795 | 0.44197 | 0.31765 | 1.6795 | 1.6795 | 0.44197 | 0.31765 | 1.6795 | 1.6795 | 0.44197 | 0.31765 | 1.6795 | 1.6795 | 0.44197 | 0.31765 | 1.6795 | 1.6795 | 0.44197 | 0.31765 | 1.6795 | 1.6795 | 0.44197 | 0.31765 | 1.6795 | 1.6795 | 0.44197 | 0.31765 | 1.6795 | 1.6795 | 0.44197 | 0.31765 | 1.6795 | 1.6795 | 0.44197 | 0.31765 | 1.6795 | 1.6795 | 0.44197 | 0.31765 | 1.6795 | 1.6795 | 0.44197 | 0.31765 | 1.6795 | 1.6795 | 0.44197 | 0.31765 | 1.6795 | 1.6795 | 0.44197 | 0.31765 | 1.6795 | 1.6795 | 0.44197 | 0.31765 | 1.6795 | 1.6795 | 0.44197 | 0.31765 | 1.6795 | 1.6795 | 0.44197 | 0.31765 | 1.6795 | 1.6795 | 0.44197 | 0.31765 | 1.6795 | 1.6795 | 0.44197 | 0.31765 | 1.6795 | 1.6795 | 0.44197 | 0.31765 | 1.6795 | 1.6795 | 0.44197 | 0.31765 | 1.6795 | 1.6795 | 0.44197 | 0.31765 | 1.6795 | 1.6795 | 0.44197 | 0.31765 | 1.6795 | 1.6795 | 0.44197 | 0.31765 | 1.6795 | 1.6795 | 0.44197 | 0.31765 | 1.6795 | 1.6795 | 0.44197 | 0.31765 | 1.6795 | 1.6795 | 0.44197 | 0.31765 | 1.6795 | 1.6795 | 0.44197 | 0.31765 | 1.6795 | 1.6795 | 0.44197 | 0.31765 | 1.6795 | 1.6795 | 0.44197 | 0.31765 | 1.6795 | 1.6795 | 0.44197 | 0.31765 | 1.6795 | 1.6795 | 0.44197 | 0.31765 | 1.6795 | 1.6795 | 0.44197 | 0.31765 | 1.6795 | 1.6795 | 0.44197 | 0.31765 | 1.6795 | 1.6795 | 0.44197 | 0.31765 | 1.6795 | 1.6795 | 0.44197 | 0.31765 | 1.6795 | 1.6795 | 0.44197 | 0.31765 | 1.6795 | 1.6795 | 0.44197 | 0.31765 | 1.6795 | 1.6795 | 0.44197 | 0.31765 | 1.6795 | 1.6795 | 0.44197 | 0.31765 | 1.6795 | 1.6795 | 0.44197 | 0.31765 | 1.6795 | 1.6795 | 0.44197 | 0.31765 | 1.6795 | 1.6795 | 0.44197 | 0.31765 | 1.6795 | 1.6795 | 0.44197 | 0.31765 | 1.6795 | 1.6795 | 0.44197 | 0.31765 | 1.6795 | 1.6795 | 0.44197 | 0.31765 | 1.6795 | 1.6795 | 0.44197 | 0.31765 | 1.6795 | 1.6795 | 0.44197 | 0.31765 | 1.6795 | 1.6795 | 0.44197 | 0.31765 | 1.6795 | 1.6795 | 0.44197 | 0.31765 | 1.6795 | 1.6795 | 0.44197 | 0.31765 | 1.6795 | 1.6795 | 0.44197 | 0.31765 | 1.6795 | 1.6795 | 0.44197 | 0.31765 | 1.6795 | 1.6795 | 0.44197 | 0.31765 | 1.6795 | 1.6795 | 0.44197 | 0.31765 | 1.6795
TRINITY | FREDERICK RD | KEARSLEY | 382649 | 398230 | -11.2984 | -1.8327 | -1.3369 | -11.2984 | -18.4629 | -2.9949 | -2.1847 | -18.4629 | -20.5965 | -3.3409 | -2.4372 | -20.5965 | -21.8423 | -3.543 | -2.5846 | -21.8423 | -22.9504 | -3.7228 | -2.7157 | -22.9504 | 2.6914 | 0.43658 | 0.31848 | 2.6914 | 2.6914 | 0.43658 | 0.31848 | 2.6914 | 2.6914 | 0.43658 | 0.31848 | 2.6914 | 2.6914 | 0.43658 | 0.31848 | 2.6914 | 2.6914 | 0.43658 | 0.31848 | 2.6914 | 2.6914 | 0.43658 | 0.31848 | 2.6914 | 2.6914 | 0.43658 | 0.31848 | 2.6914 | 2.6914 | 0.43658 | 0.31848 | 2.6914 | 2.6914 | 0.43658 | 0.31848 | 2.6914 | 2.6914 | 0.43658 | 0.31848 | 2.6914 | -11.2984 | -1.8327 | -1.3369 | -11.2984 | -13.1707 | -2.1364 | -1.5585 | -13.1707 | -13.9622 | -2.2648 | -1.6521 | -13.9622 | -14.5594 | -2.3617 | -1.7228 | -14.5594 | -15.184 | -2.463 | -1.7967 | -15.184 | -15.7242 | -2.5506 | -1.8606 | -15.7242 | -16.3338 | -2.6495 | -1.9328 | -16.3338 | -17.0091 | -2.759 | -2.0127 | -17.0091 | -17.893 | -2.9024 | -2.1173 | -17.893 | -18.6321 | -3.0223 | -2.2047 | -18.6321 | -20.0701 | -3.2556 | -2.3749 | -20.0701 | -19.0772 | -3.0945 | -2.2574 | -19.0772 | -22.4025 | -3.6339 | -2.6509 | -22.4025 | -21.8851 | -3.55 | -2.5897 | -21.8851 | -22.1736 | -3.5968 | -2.6238 | -22.1736 | -11.2984 | -1.8327 | -1.3369 | -11.2984 | -14.6695 | -2.3795 | -1.7358 | -14.6695 | -16.1156 | -2.6141 | -1.907 | -16.1156 | -17.2842 | -2.8037 | -2.0452 | -17.2842 | -18.4505 | -2.9929 | -2.1832 | -18.4505 | -19.4793 | -3.1597 | -2.305 | -19.4793 | -20.6962 | -3.3571 | -2.449 | -20.6962 | -22.3522 | -3.6257 | -2.6449 | -22.3522 | -22.5429 | -3.6567 | -2.6675 | -22.5429 | 2.6914 | 0.43658 | 0.31848 | 2.6914 | 2.6914 | 0.43658 | 0.31848 | 2.6914 | 2.6914 | 0.43658 | 0.31848 | 2.6914 | 2.6914 | 0.43658 | 0.31848 | 2.6914 | 2.6914 | 0.43658 | 0.31848 | 2.6914 | 2.6914 | 0.43658 | 0.31848 | 2.6914 | -11.2984 | -1.8327 | -1.3369 | -11.2984 | -21.2403 | -3.4454 | -2.5134 | -21.2403 | 2.6914 | 0.43658 | 0.31848 | 2.6914 | 2.6914 | 0.43658 | 0.31848 | 2.6914 | 2.6914 | 0.43658 | 0.31848 | 2.6914 | 2.6914 | 0.43658 | 0.31848 | 2.6914 | 2.6914 | 0.43658 | 0.31848 | 2.6914 | 2.6914 | 0.43658 | 0.31848 | 2.6914 | 2.6914 | 0.43658 | 0.31848 | 2.6914 | 2.6914 | 0.43658 | 0.31848 | 2.6914 | 2.6914 | 0.43658 | 0.31848 | 2.6914 | 2.6914 | 0.43658 | 0.31848 | 2.6914 | 2.6914 | 0.43658 | 0.31848 | 2.6914 | 2.6914 | 0.43658 | 0.31848 | 2.6914 | 1.9078 | 0.43658 | 0.31848 | 1.9078 | -11.2984 | -1.8327 | -1.3369 | -11.2984 | -22.5955 | -3.6652 | -2.6737 | -22.5955 | 2.6914 | 0.43658 | 0.31848 | 2.6914 | 2.6914 | 0.43658 | 0.31848 | 2.6914 | 2.6914 | 0.43658 | 0.31848 | 2.6914 | 2.6914 | 0.43658 | 0.31848 | 2.6914 | 2.6914 | 0.43658 | 0.31848 | 2.6914 | 2.6914 | 0.43658 | 0.31848 | 2.6914 | 2.6914 | 0.43658 | 0.31848 | 2.6914 | 2.6914 | 0.43658 | 0.31848 | 2.6914 | 2.6914 | 0.43658 | 0.31848 | 2.6914 | 2.6914 | 0.43658 | 0.31848 | 2.6914 | 2.6914 | 0.43658 | 0.31848 | 2.6914 | 1.9015 | 0.43658 | 0.31848 | 1.9015 | 1.295 | 0.43658 | 0.31848 | 1.295
TULKETH | RIBBLE | PENWORTHAM EAST / ROCHDALE | 352393 | 431036 | 30.5674 | 9.5327 | 6.9539 | 13.3241 | 30.686 | 9.4341 | 6.882 | 12.9515 | 30.8323 | 9.2866 | 6.7744 | 12.3577 | 30.998 | 9.1788 | 6.6958 | 12.0708 | 31.1379 | 8.9793 | 6.5503 | 11.5303 | 31.2864 | 8.7737 | 6.4003 | 11.0891 | 31.454 | 8.6449 | 6.3064 | 10.6907 | 31.6406 | 8.4685 | 6.1777 | 10.2212 | 31.8546 | 8.2945 | 6.0507 | 9.752 | 32.0018 | 8.1421 | 5.9396 | 9.3114 | 32.5079 | 7.2789 | 5.3099 | 6.3869 | 32.1405 | 7.9854 | 5.8252 | 8.9807 | 32.95 | 5.5734 | 4.0658 | -1.0734 | 26.1086 | 4.2351 | 3.0894 | -7.3055 | 19.5563 | 3.1722 | 2.3141 | -11.4814 | 30.5475 | 9.5327 | 6.9539 | 13.3241 | 30.67 | 9.4512 | 6.8945 | 12.9068 | 30.6924 | 9.4056 | 6.8612 | 12.653 | 30.7578 | 9.3849 | 6.8462 | 12.6307 | 30.82 | 9.3151 | 6.7952 | 12.3532 | 30.8816 | 9.2552 | 6.7516 | 12.2057 | 30.9832 | 9.179 | 6.696 | 11.9825 | 31.1306 | 9.0576 | 6.6074 | 11.502 | 31.3032 | 8.9338 | 6.5171 | 10.9636 | 31.3889 | 8.8552 | 6.4597 | 10.6646 | 31.7236 | 8.6109 | 6.2815 | 9.6971 | 31.4731 | 8.8214 | 6.4351 | 10.4567 | 31.9544 | 8.3112 | 6.0629 | 8.8124 | 32.0572 | 8.1218 | 5.9248 | 8.3654 | 32.0878 | 7.9683 | 5.8128 | 8.2779 | 30.5674 | 9.5327 | 6.9539 | 13.3241 | 30.6884 | 9.46 | 6.901 | 12.9935 | 30.8349 | 9.3715 | 6.8364 | 12.4509 | 30.9991 | 9.2507 | 6.7482 | 12.2254 | 31.139 | 9.0941 | 6.634 | 11.7863 | 31.2874 | 8.9032 | 6.4948 | 11.504 | 31.4532 | 8.8135 | 6.4293 | 11.2881 | 31.6386 | 8.6649 | 6.3209 | 10.96 | 31.8514 | 8.5139 | 6.2108 | 10.5814 | 31.9973 | 8.3564 | 6.0959 | 10.1626 | 32.4995 | 7.7827 | 5.6773 | 8.8034 | 32.1349 | 8.1868 | 5.9721 | 9.8341 | 32.924 | 7.2131 | 5.2618 | 7.5377 | 33.1214 | 6.9163 | 5.0453 | 6.8691 | 33.1788 | 6.595 | 4.8109 | 6.819 | 30.5758 | 9.5327 | 6.9539 | 13.3241 | 30.7008 | 9.4206 | 6.8722 | 13.0015 | 30.8689 | 9.2674 | 6.7604 | 12.4631 | 31.0453 | 9.1323 | 6.6619 | 12.2154 | 31.2296 | 8.8602 | 6.4634 | 11.7258 | 31.4329 | 8.6402 | 6.3029 | 11.3715 | 31.659 | 8.4781 | 6.1846 | 11.1003 | 31.8966 | 8.2778 | 6.0385 | 10.7864 | 32.1906 | 8.1215 | 5.9245 | 10.4459 | 32.3895 | 7.9298 | 5.7847 | 10.0354 | 33.0602 | 6.8829 | 5.021 | 7.2445 | 32.5667 | 7.757 | 5.6586 | 9.701 | 31.7885 | 5.1564 | 3.7615 | 0.33912 | 22.8242 | 3.7023 | 2.7008 | -5.6122 | 16.4454 | 2.6676 | 1.946 | -9.5578 | 30.5758 | 9.5327 | 6.9539 | 13.3241 | 30.6853 | 9.429 | 6.8783 | 13.0514 | 30.8359 | 9.2917 | 6.7782 | 12.5581 | 30.9878 | 9.1474 | 6.6729 | 12.3319 | 31.1536 | 8.8585 | 6.4622 | 11.8744 | 31.3356 | 8.7168 | 6.3588 | 11.5742 | 31.5417 | 8.5295 | 6.2221 | 11.3532 | 31.8001 | 8.3039 | 6.0576 | 10.8577 | 32.1406 | 7.8789 | 5.7476 | 9.2202 | 32.3892 | 7.4661 | 5.4464 | 7.512 | 33.2197 | 5.8815 | 4.2905 | 1.2493 | 32.6214 | 7.062 | 5.1516 | 5.9336 | 25.2916 | 4.1025 | 2.9927 | -5.3567 | 18.5838 | 3.0145 | 2.199 | -9.4556 | 17.6212 | 2.8583 | 2.0851 | -8.5025
ULVERSTON | ULVERSTON | HARKER / HUTTON | 327495 | 477808 | 15.7769 | 11.2644 | 8.0959 | 9.2711 | 15.8718 | 10.9231 | 7.8506 | 7.8202 | 15.9569 | 10.7611 | 7.7342 | 7.3334 | 16.0684 | 10.5999 | 7.6183 | 7.0692 | 16.1874 | 10.415 | 7.4855 | 6.7017 | 16.3209 | 10.2362 | 7.3569 | 6.33 | 16.4737 | 10.0896 | 7.2516 | 6.0973 | 16.6446 | 9.9574 | 7.1566 | 5.7292 | 16.8104 | 9.8308 | 7.0656 | 5.4183 | 16.9084 | 9.7238 | 6.9887 | 5.1344 | 17.2459 | 9.1293 | 6.5614 | 3.3769 | 17.001 | 9.643 | 6.9306 | 4.9349 | 17.5406 | 7.9855 | 5.7393 | -0.93407 | 17.6863 | 7.1172 | 5.1153 | -4.3402 | 17.7598 | 6.4668 | 4.6478 | -6.6735 | 15.7678 | 11.2644 | 8.0959 | 9.2711 | 15.879 | 11.105 | 7.9814 | 8.5795 | 15.9154 | 11.0591 | 7.9484 | 8.4535 | 15.9789 | 10.9917 | 7.8999 | 8.3594 | 16.0443 | 10.9002 | 7.8342 | 8.1733 | 16.0987 | 10.818 | 7.7751 | 8.0098 | 16.1784 | 10.7481 | 7.7248 | 7.8966 | 16.2873 | 10.6292 | 7.6394 | 7.5518 | 16.4088 | 10.5109 | 7.5544 | 7.2138 | 16.4743 | 10.4433 | 7.5058 | 7.0435 | 16.6533 | 10.2306 | 7.3529 | 6.4647 | 16.5295 | 10.3893 | 7.467 | 6.9245 | 16.8037 | 9.9802 | 7.1729 | 5.8166 | 16.9019 | 9.8549 | 7.0829 | 5.3896 | 16.962 | 9.6868 | 6.9621 | 5.1924 | 15.7769 | 11.2644 | 8.0959 | 9.2711 | 15.8718 | 11.0511 | 7.9427 | 8.3657 | 15.9571 | 10.9099 | 7.8412 | 8.0165 | 16.0685 | 10.7619 | 7.7348 | 7.7991 | 16.1879 | 10.593 | 7.6134 | 7.5107 | 16.3216 | 10.4402 | 7.5036 | 7.2585 | 16.4746 | 10.3206 | 7.4176 | 7.1488 | 16.6451 | 10.2032 | 7.3333 | 6.8868 | 16.8109 | 10.0925 | 7.2537 | 6.6182 | 16.9087 | 9.9784 | 7.1716 | 6.3451 | 17.2417 | 9.5583 | 6.8697 | 5.4201 | 17.0005 | 9.8941 | 7.1111 | 6.1287 | 17.5186 | 9.124 | 6.5576 | 4.5321 | 17.6555 | 8.8679 | 6.3736 | 4.0274 | 17.7115 | 8.6972 | 6.2508 | 3.9646 | 15.7807 | 11.2644 | 8.0959 | 9.2711 | 15.8773 | 10.8196 | 7.7763 | 7.427 | 15.9729 | 10.6359 | 7.6442 | 6.8882 | 16.107 | 10.4533 | 7.513 | 6.65 | 16.2622 | 10.2211 | 7.3461 | 6.3089 | 16.4374 | 10.018 | 7.2001 | 5.9822 | 16.6257 | 9.884 | 7.1038 | 5.8203 | 16.7964 | 9.7306 | 6.9936 | 5.5329 | 17.0052 | 9.5693 | 6.8777 | 5.289 | 17.1407 | 9.3766 | 6.7391 | 5.0509 | 17.6294 | 8.6431 | 6.212 | 3.4658 | 17.2651 | 9.2389 | 6.6402 | 4.9003 | 18.1314 | 7.3046 | 5.25 | -0.63424 | 18.3917 | 6.3139 | 4.5379 | -3.8639 | 18.5053 | 5.633 | 4.0485 | -6.0309 | 15.7807 | 11.2644 | 8.0959 | 9.2711 | 15.8617 | 10.7967 | 7.7598 | 7.2532 | 15.9401 | 10.6143 | 7.6287 | 6.7042 | 16.0582 | 10.4223 | 7.4907 | 6.482 | 16.1978 | 10.1998 | 7.3308 | 6.1643 | 16.3562 | 10.0093 | 7.1939 | 5.8844 | 16.5025 | 9.8745 | 7.097 | 5.7714 | 16.6576 | 9.6981 | 6.9702 | 5.417 | 16.8783 | 9.3912 | 6.7496 | 4.4908 | 17.05 | 9.0652 | 6.5153 | 3.5232 | 17.639 | 7.982 | 5.7368 | -0.075912 | 17.2119 | 8.6773 | 6.2366 | 2.6322 | 18.1215 | 6.6781 | 4.7997 | -3.8316 | 18.3192 | 6.0378 | 4.3395 | -6.0516 | 18.3103 | 5.8513 | 4.2055 | -5.5384
UNION RD | BOLTON | KEARSLEY | 372174 | 410598 | 31.3964 | 10.1482 | 7.403 | 12.2672 | 31.6698 | 10 | 7.2949 | 11.8137 | 31.7914 | 7.689 | 5.609 | 11.302 | 31.9472 | 5.4014 | 3.9402 | 11.0526 | 19.0074 | 3.0832 | 2.2491 | 10.6299 | 18.0949 | 2.9352 | 2.1412 | 10.1973 | 17.3225 | 2.8099 | 2.0498 | 9.8976 | 16.3272 | 2.6484 | 1.932 | 9.3819 | 14.7381 | 2.3907 | 1.744 | 8.3504 | 14.0012 | 2.2711 | 1.6568 | 8.1183 | 10.5017 | 1.7035 | 1.2427 | 5.7847 | 13.6308 | 2.211 | 1.6129 | 7.8538 | 16.4592 | 2.6698 | 1.9476 | -0.22151 | 30.3314 | 4.9201 | 3.5891 | -4.9337 | 30.129 | 4.8872 | 3.5652 | -8.2506 | 31.3977 | 10.1482 | 7.403 | 12.2672 | 31.6937 | 10.0427 | 7.326 | 11.8515 | 31.7529 | 8.6706 | 6.3251 | 11.5921 | 31.851 | 7.3532 | 5.364 | 11.6827 | 31.9516 | 5.9512 | 4.3414 | 11.332 | 28.2476 | 4.582 | 3.3425 | 11.1505 | 19.925 | 3.232 | 2.3577 | 11.0205 | 19.1575 | 3.1075 | 2.2669 | 10.4658 | 18.3367 | 2.9744 | 2.1698 | 9.9006 | 18.086 | 2.9337 | 2.1401 | 9.7655 | 17.5067 | 2.8398 | 2.0716 | 8.5252 | 18.0053 | 2.9206 | 2.1306 | 9.5228 | 23.9742 | 3.8889 | 2.8369 | 7.3468 | 34.4268 | 5.6489 | 4.1208 | 6.4266 | 34.7209 | 5.7845 | 4.2197 | 5.8542 | 31.3964 | 10.1482 | 7.403 | 12.2672 | 31.6738 | 10.0429 | 7.3262 | 11.9247 | 31.7959 | 8.6192 | 6.2876 | 11.472 | 31.952 | 7.2076 | 5.2578 | 11.2512 | 32.1132 | 5.7589 | 4.201 | 10.8926 | 26.6701 | 4.3261 | 3.1559 | 10.5396 | 18.0316 | 2.9249 | 2.1337 | 10.3385 | 17.1582 | 2.7832 | 2.0303 | 9.9176 | 15.6461 | 2.538 | 1.8514 | 8.9325 | 14.8887 | 2.4151 | 1.7618 | 8.7148 | 12.9337 | 2.098 | 1.5304 | 7.5282 | 14.4998 | 2.352 | 1.7158 | 8.4259 | 23.6456 | 3.8355 | 2.798 | 5.8911 | 36.2261 | 6.9108 | 5.0413 | 5.075 | 36.4549 | 7.4617 | 5.4432 | 4.7568 | 31.3975 | 10.1482 | 7.403 | 12.2672 | 31.7018 | 9.9822 | 7.2819 | 11.8024 | 31.8523 | 8.5373 | 6.2279 | 11.3192 | 32.0477 | 7.0988 | 5.1784 | 11.0667 | 32.2587 | 5.6071 | 4.0903 | 10.6498 | 25.4773 | 4.1327 | 3.0147 | 10.2189 | 15.9657 | 2.5898 | 1.8892 | 9.4001 | 14.7437 | 2.3916 | 1.7446 | 8.964 | 13.4113 | 2.1754 | 1.587 | 8.4777 | 12.0971 | 1.9623 | 1.4314 | 8.2372 | 8.7619 | 1.4213 | 1.0368 | 5.2342 | 11.4338 | 1.8547 | 1.353 | 7.9515 | 14.3885 | 2.334 | 1.7026 | -0.036678 | 27.8663 | 4.5202 | 3.2974 | -4.6103 | 27.8438 | 4.5165 | 3.2947 | -7.7064 | 31.3975 | 10.1482 | 7.403 | 12.2672 | 31.6853 | 9.9918 | 7.2889 | 11.8337 | 31.8223 | 9.8638 | 7.1955 | 11.4029 | 31.9974 | 9.7116 | 7.0845 | 11.1953 | 33.4909 | 9.3106 | 6.792 | 9.534 | 34.2566 | 9.0405 | 6.5949 | 8.6584 | 34.4738 | 8.8757 | 6.4747 | 8.5537 | 34.7451 | 8.6228 | 6.2902 | 8.1336 | 35.0579 | 8.183 | 5.9694 | 6.976 | 35.3815 | 7.9242 | 5.7806 | 5.8729 | 36.6217 | 6.804 | 4.9634 | 1.0906 | 35.7003 | 7.6533 | 5.583 | 4.7205 | 33.1601 | 5.3789 | 3.9238 | -3.7544 | 28.2912 | 4.5891 | 3.3477 | -6.9998 | 27.7451 | 4.5005 | 3.2831 | -6.6134
UPHOLLAND | ORRELL | WASHWAY FARM / KIRKBY | 352531 | 404369 | 23.1567 | 11.8227 | 8.4972 | 8.8505 | 23.3705 | 11.6036 | 8.3397 | 7.8646 | 23.4976 | 11.4903 | 8.2583 | 7.4202 | 23.6592 | 11.3452 | 8.154 | 6.9117 | 23.8389 | 11.1935 | 8.045 | 6.3857 | 24.0451 | 11.0348 | 7.9309 | 5.8288 | 24.2809 | 10.8824 | 7.8214 | 5.2466 | 24.5414 | 10.741 | 7.7198 | 4.7589 | 24.841 | 10.5959 | 7.6155 | 4.257 | 25.0279 | 10.4004 | 7.475 | 3.7649 | 25.6033 | 9.6522 | 6.9372 | 0.96189 | 25.1879 | 10.2896 | 7.3953 | 3.3581 | 26.0867 | 8.2818 | 5.9523 | -5.4621 | 26.3224 | 7.2208 | 5.1897 | -10.3116 | 26.4219 | 6.3802 | 4.5856 | -13.9494 | 23.1408 | 11.8227 | 8.4972 | 8.8505 | 23.3589 | 11.6475 | 8.3713 | 7.8714 | 23.4013 | 11.611 | 8.3451 | 7.7308 | 23.4714 | 11.5387 | 8.2931 | 7.4728 | 23.5463 | 11.4634 | 8.2389 | 7.1913 | 23.6283 | 11.3892 | 8.1856 | 6.9192 | 23.7404 | 11.2969 | 8.1193 | 6.5419 | 23.8863 | 11.1861 | 8.0397 | 6.0501 | 24.0501 | 11.0668 | 7.9539 | 5.5248 | 24.1186 | 10.9843 | 7.8946 | 5.1629 | 24.3647 | 10.6925 | 7.6849 | 3.9221 | 24.1827 | 10.9075 | 7.8394 | 4.836 | 24.6185 | 10.4001 | 7.4748 | 2.7069 | 24.7955 | 10.2506 | 7.3673 | 2.0131 | 24.9179 | 10.0735 | 7.24 | 1.6392 | 23.1567 | 11.8227 | 8.4972 | 8.8505 | 23.3705 | 11.6436 | 8.3685 | 7.9204 | 23.4976 | 11.5437 | 8.2967 | 7.5174 | 23.6593 | 11.41 | 8.2006 | 7.0719 | 23.8393 | 11.2783 | 8.106 | 6.6551 | 24.0455 | 11.149 | 8.013 | 6.2811 | 24.2814 | 11.0312 | 7.9283 | 5.9177 | 24.5417 | 10.9187 | 7.8475 | 5.6014 | 24.8413 | 10.78 | 7.7478 | 5.1412 | 25.028 | 10.5759 | 7.6011 | 4.6191 | 25.6008 | 10.0029 | 7.1893 | 2.7571 | 25.1876 | 10.4558 | 7.5148 | 4.1356 | 26.0735 | 9.4745 | 6.8095 | 1.0746 | 26.3039 | 9.1726 | 6.5925 | 0.32412 | 26.3928 | 8.9991 | 6.4679 | 0.31334 | 23.1634 | 11.8227 | 8.4972 | 8.8505 | 23.3814 | 11.5826 | 8.3246 | 7.9003 | 23.5272 | 11.4674 | 8.2419 | 7.5033 | 23.7303 | 11.3074 | 8.1268 | 7.0288 | 23.9741 | 11.1335 | 8.0019 | 6.5499 | 24.2511 | 10.9472 | 7.8679 | 6.0861 | 24.5605 | 10.787 | 7.7529 | 5.6391 | 24.8716 | 10.631 | 7.6407 | 5.3184 | 25.2101 | 10.4541 | 7.5135 | 4.9586 | 25.4421 | 10.2214 | 7.3464 | 4.4517 | 26.237 | 9.2206 | 6.627 | 1.6743 | 25.6507 | 10.0417 | 7.2172 | 4.0182 | 26.9787 | 7.8154 | 5.6171 | -4.0691 | 27.3613 | 6.7905 | 4.8805 | -8.574 | 27.5901 | 5.9165 | 4.2523 | -12.0009 | 23.1634 | 11.8227 | 8.4972 | 8.8505 | 23.3614 | 11.594 | 8.3328 | 7.9542 | 23.486 | 11.4954 | 8.2619 | 7.6002 | 23.6695 | 11.3385 | 8.1492 | 7.1498 | 23.8934 | 11.1789 | 8.0345 | 6.717 | 24.149 | 11.0174 | 7.9184 | 6.3434 | 24.4371 | 10.873 | 7.8147 | 5.9996 | 24.7217 | 10.7115 | 7.6986 | 5.6213 | 25.0877 | 10.3258 | 7.4213 | 4.3535 | 25.369 | 9.9793 | 7.1723 | 2.96 | 26.3099 | 8.7879 | 6.316 | -2.2984 | 25.6316 | 9.6675 | 6.9482 | 1.6078 | 27.0122 | 7.4577 | 5.36 | -7.6505 | 27.313 | 6.594 | 4.7393 | -10.7564 | 27.3366 | 6.4288 | 4.6205 | -10.2405
URMSTON | STRETFORD | SOUTH MANCHESTER | 377117 | 395709 | 29.2973 | 8.2942 | 6.0505 | 16.437 | 29.442 | 8.0297 | 5.8575 | 15.1508 | 29.5119 | 7.8867 | 5.7532 | 14.8357 | 29.6045 | 7.8768 | 5.746 | 14.4925 | 29.6995 | 7.7802 | 5.6756 | 14.1492 | 29.802 | 7.663 | 5.5901 | 13.7303 | 29.9169 | 7.5509 | 5.5083 | 13.4347 | 30.0433 | 7.4408 | 5.428 | 13.0977 | 30.1839 | 7.3553 | 5.3656 | 12.7652 | 30.2809 | 7.259 | 5.2954 | 12.4125 | 30.6027 | 6.7732 | 4.941 | 10.3835 | 30.3709 | 7.1835 | 5.2403 | 12.142 | 30.8779 | 6.0419 | 4.4075 | 5.4454 | 31.0242 | 6.2784 | 4.58 | 1.4639 | 31.0918 | 5.8322 | 4.2545 | -1.3764 | 29.2902 | 8.2942 | 6.0505 | 16.437 | 29.4511 | 8.1446 | 5.9414 | 15.6381 | 29.4764 | 8.1092 | 5.9155 | 15.5865 | 29.5267 | 8.0349 | 5.8613 | 15.4122 | 29.5768 | 7.958 | 5.8053 | 15.2174 | 29.6284 | 7.8781 | 5.747 | 14.9842 | 29.704 | 7.815 | 5.7009 | 14.8243 | 29.8054 | 7.7078 | 5.6228 | 14.4779 | 29.9234 | 7.5435 | 5.5029 | 14.1141 | 29.9625 | 7.5745 | 5.5255 | 13.8889 | 30.0964 | 7.5192 | 5.4852 | 13.0964 | 29.998 | 7.5696 | 5.5219 | 13.6881 | 30.2304 | 7.5428 | 5.5024 | 12.3039 | 30.3181 | 8.1627 | 5.9546 | 11.8486 | 30.3746 | 8.5982 | 6.2722 | 11.5733 | 29.2973 | 8.2942 | 6.0505 | 16.437 | 29.442 | 8.1139 | 5.9189 | 15.5427 | 29.5119 | 7.9529 | 5.8016 | 15.2997 | 29.6045 | 7.9784 | 5.8201 | 14.9914 | 29.6995 | 7.8998 | 5.7628 | 14.7065 | 29.802 | 7.7982 | 5.6887 | 14.387 | 29.9169 | 7.7064 | 5.6217 | 14.1951 | 30.0433 | 7.612 | 5.5528 | 13.9411 | 30.1839 | 7.5345 | 5.4963 | 13.6526 | 30.2809 | 7.4394 | 5.4269 | 13.3202 | 30.6027 | 7.1219 | 5.1953 | 12.2507 | 30.3709 | 7.3648 | 5.3725 | 13.0475 | 30.8779 | 7.1278 | 5.1996 | 11.2538 | 31.0242 | 8.0059 | 5.8402 | 10.7163 | 31.0918 | 8.0128 | 5.8452 | 10.5306 | 29.3003 | 8.2942 | 6.0505 | 16.437 | 29.4436 | 7.9741 | 5.817 | 14.9092 | 29.5197 | 7.8479 | 5.7249 | 14.5939 | 29.6273 | 7.8335 | 5.7144 | 14.2696 | 29.7464 | 7.7081 | 5.623 | 13.9499 | 29.8745 | 7.5666 | 5.5197 | 13.5776 | 30.0154 | 7.4618 | 5.4433 | 13.3703 | 30.1648 | 7.3708 | 5.3769 | 13.1285 | 30.3497 | 7.2686 | 5.3023 | 12.8674 | 30.4769 | 7.1402 | 5.2087 | 12.5813 | 30.9166 | 6.6241 | 4.8322 | 10.7193 | 30.59 | 7.0666 | 5.155 | 12.3626 | 31.4055 | 5.8441 | 4.2632 | 5.9887 | 31.6825 | 6.0906 | 4.443 | 2.1933 | 31.8487 | 5.6969 | 4.1558 | -0.49547 | 29.3003 | 8.2942 | 6.0505 | 16.437 | 29.4267 | 7.9611 | 5.8075 | 14.8199 | 29.4831 | 7.9197 | 5.7773 | 14.536 | 29.5722 | 7.8763 | 5.7457 | 14.2395 | 29.6722 | 7.7815 | 5.6765 | 13.9545 | 29.7808 | 7.6586 | 5.5869 | 13.6378 | 29.9027 | 7.5663 | 5.5195 | 13.4697 | 30.0422 | 7.4366 | 5.4249 | 13.1308 | 30.2518 | 7.2392 | 5.2809 | 12.0777 | 30.4179 | 7.0223 | 5.1227 | 10.9644 | 30.9715 | 7.3342 | 5.3502 | 6.815 | 30.5733 | 6.8745 | 5.0148 | 9.9021 | 31.4414 | 6.1335 | 4.4743 | 2.4062 | 31.6554 | 5.5705 | 4.0636 | -0.23155 | 31.6603 | 5.6026 | 4.087 | 0.15593
VICTORIA PARK | LONGSIGHT | BREDBURY | 385373 | 395948 | 29.0158 | 14.6426 | 10.6816 | 13.0933 | 28.8038 | 14.5899 | 10.6431 | 13.5628 | 28.8853 | 13.4056 | 9.7792 | 13.36 | 29.0582 | 12.139 | 8.8552 | 12.9658 | 29.1831 | 11.0512 | 8.0617 | 12.6952 | 29.2724 | 10.0533 | 7.3337 | 12.5418 | 29.3598 | 8.9856 | 6.5549 | 12.2264 | 29.4453 | 8.9551 | 6.5326 | 12.0904 | 29.5296 | 8.9102 | 6.4998 | 12.0111 | 29.6021 | 8.8536 | 6.4586 | 11.8192 | 29.8317 | 8.6049 | 6.2771 | 11.1815 | 29.6684 | 8.7975 | 6.4176 | 11.6142 | 29.9938 | 8.3795 | 6.1127 | 10.6493 | 30.0427 | 10.9133 | 7.9611 | 10.1725 | 30.0046 | 13.4755 | 9.8302 | 10.0066 | 29.0136 | 14.6426 | 10.6816 | 13.0933 | 28.8296 | 14.5528 | 10.6161 | 13.5157 | 28.6869 | 13.6096 | 9.928 | 13.804 | 28.647 | 12.541 | 9.1485 | 13.8752 | 28.5469 | 11.4607 | 8.3604 | 14.091 | 28.391 | 10.4271 | 7.6064 | 14.4607 | 28.2974 | 9.3779 | 6.841 | 14.5474 | 28.2631 | 9.3618 | 6.8293 | 14.6526 | 28.2801 | 9.3174 | 6.7969 | 14.6898 | 28.2765 | 9.2847 | 6.773 | 14.6224 | 28.2385 | 9.3734 | 6.8378 | 14.6544 | 28.2703 | 9.3153 | 6.7954 | 14.6134 | 28.1436 | 9.5338 | 6.9547 | 14.9453 | 28.0031 | 11.7509 | 8.5721 | 15.1931 | 27.8289 | 13.9156 | 10.1512 | 15.5714 | 29.0158 | 14.6426 | 10.6816 | 13.0933 | 28.8038 | 14.5933 | 10.6456 | 13.5726 | 28.8853 | 13.4918 | 9.8421 | 13.3736 | 29.0582 | 12.2381 | 8.9275 | 12.9842 | 29.1831 | 11.1647 | 8.1445 | 12.7175 | 29.2724 | 10.1296 | 7.3894 | 12.5686 | 29.3598 | 9.0305 | 6.5876 | 12.2585 | 29.4453 | 9.0057 | 6.5695 | 12.1271 | 29.5296 | 8.9652 | 6.54 | 12.0489 | 29.6021 | 8.9088 | 6.4988 | 11.8571 | 29.8317 | 8.6983 | 6.3453 | 11.2821 | 29.6684 | 8.8553 | 6.4598 | 11.6516 | 29.9938 | 8.6255 | 6.2922 | 11.0639 | 30.0427 | 11.3024 | 8.245 | 10.893 | 30.0046 | 13.9678 | 10.1893 | 10.9798 | 29.0162 | 14.6426 | 10.6816 | 13.0933 | 28.7875 | 14.5931 | 10.6455 | 13.6041 | 28.8519 | 13.4144 | 9.7856 | 13.4444 | 29.0072 | 12.2017 | 8.901 | 13.0938 | 29.1156 | 11.1964 | 8.1676 | 12.8667 | 29.1886 | 10.1268 | 7.3873 | 12.7597 | 29.2625 | 9.021 | 6.5807 | 12.4929 | 29.3333 | 8.9836 | 6.5534 | 12.4061 | 29.403 | 8.9237 | 6.5097 | 12.3727 | 29.4551 | 8.8614 | 6.4642 | 12.2327 | 29.5977 | 8.5921 | 6.2678 | 11.8247 | 29.499 | 8.7973 | 6.4175 | 12.0833 | 29.6553 | 8.4458 | 6.1611 | 11.6146 | 29.5814 | 11.0203 | 8.0392 | 11.4899 | 29.4146 | 13.641 | 9.9509 | 11.6771 | 29.0162 | 14.6426 | 10.6816 | 13.0933 | 28.7851 | 14.5882 | 10.6419 | 13.6088 | 28.8471 | 14.4527 | 10.5431 | 13.4539 | 28.9998 | 14.3722 | 10.4843 | 13.1085 | 29.1053 | 14.367 | 10.4805 | 12.887 | 29.1752 | 14.3286 | 10.4525 | 12.7859 | 29.2457 | 14.2649 | 10.4061 | 12.5255 | 29.3134 | 14.2136 | 10.3686 | 12.4444 | 29.3869 | 14.1022 | 10.2874 | 12.3526 | 29.4466 | 13.9785 | 10.1971 | 12.148 | 29.6125 | 13.6393 | 9.9496 | 11.5436 | 29.4988 | 13.8653 | 10.1145 | 11.9327 | 29.6668 | 13.3455 | 9.7354 | 11.3358 | 29.5831 | 13.4974 | 9.8462 | 11.2729 | 29.3858 | 13.5014 | 9.8491 | 11.7085
WARBRECK | BISPHAM | PENWORTHAM WEST / STANAH | 331775 | 438420 | 23.4078 | 12.8483 | 9.3727 | 11.8891 | 23.5331 | 12.5222 | 9.1348 | 11.3422 | 23.6018 | 12.2603 | 8.9438 | 11.0919 | 23.6952 | 12.0164 | 8.7658 | 10.9344 | 23.7947 | 11.9106 | 8.6886 | 10.6932 | 23.91 | 11.8146 | 8.6186 | 10.4483 | 24.0234 | 11.7245 | 8.5528 | 10.1722 | 24.1302 | 11.6407 | 8.4917 | 9.9272 | 24.2503 | 11.5517 | 8.4268 | 9.6776 | 24.3376 | 11.4666 | 8.3647 | 9.4471 | 24.6982 | 11.0159 | 8.0359 | 7.791 | 24.4264 | 11.3772 | 8.2995 | 9.2299 | 25.1752 | 10.3213 | 7.5292 | 3.4513 | 25.5072 | 10.3296 | 7.5353 | -0.079061 | 25.819 | 9.7907 | 7.1422 | -2.8012 | 23.4004 | 12.8483 | 9.3727 | 11.8891 | 23.5382 | 12.6111 | 9.1996 | 11.3103 | 23.5642 | 12.4795 | 9.1037 | 11.195 | 23.6118 | 12.3533 | 9.0116 | 11.1452 | 23.6626 | 12.2024 | 8.9015 | 11.0035 | 23.7051 | 12.0628 | 8.7996 | 10.8871 | 23.7561 | 12.0008 | 8.7544 | 10.6804 | 23.8288 | 11.9252 | 8.6993 | 10.432 | 23.9177 | 11.8318 | 8.6311 | 10.1237 | 23.9599 | 11.7849 | 8.5969 | 9.9721 | 24.1599 | 11.6243 | 8.4798 | 9.38 | 24.0048 | 11.7455 | 8.5681 | 9.8297 | 24.4068 | 11.5613 | 8.4338 | 8.7269 | 24.6575 | 11.9057 | 8.685 | 8.3088 | 24.8778 | 12.1383 | 8.8548 | 8.0087 | 23.4078 | 12.8483 | 9.3727 | 11.8891 | 23.5337 | 12.6133 | 9.2013 | 11.3662 | 23.6027 | 12.4337 | 9.0702 | 11.1447 | 23.6964 | 12.251 | 8.9369 | 11.0257 | 23.7987 | 12.0555 | 8.7943 | 10.8463 | 23.9155 | 11.8901 | 8.6737 | 10.7018 | 24.0299 | 11.8178 | 8.6209 | 10.553 | 24.1339 | 11.7508 | 8.5721 | 10.3941 | 24.2544 | 11.6745 | 8.5164 | 10.197 | 24.3393 | 11.5905 | 8.4551 | 9.9912 | 24.6671 | 11.2995 | 8.2428 | 9.1968 | 24.423 | 11.4964 | 8.3864 | 9.7785 | 25.0128 | 11.2927 | 8.2379 | 8.4034 | 25.2959 | 11.9884 | 8.7454 | 7.9406 | 25.4882 | 11.9462 | 8.7146 | 7.7677 | 23.4109 | 12.8483 | 9.3727 | 11.8891 | 23.5379 | 12.5721 | 9.1712 | 11.3648 | 23.6179 | 12.3648 | 9.0199 | 11.1407 | 23.7356 | 12.1597 | 8.8703 | 11.0027 | 23.8764 | 11.9428 | 8.7121 | 10.7855 | 24.0223 | 11.7543 | 8.5746 | 10.5856 | 24.1605 | 11.629 | 8.4832 | 10.3583 | 24.3119 | 11.5345 | 8.4143 | 10.2018 | 24.4991 | 11.4429 | 8.3474 | 9.9956 | 24.6495 | 11.3571 | 8.2848 | 9.7993 | 25.3024 | 10.8462 | 7.9122 | 8.1715 | 24.8032 | 11.2644 | 8.2172 | 9.6121 | 26.1262 | 10.1014 | 7.3688 | 3.8634 | 26.6308 | 10.0951 | 7.3643 | 0.41959 | 26.8841 | 9.5853 | 6.9924 | -2.0777 | 23.4109 | 12.8483 | 9.3727 | 11.8891 | 23.5242 | 12.5811 | 9.1777 | 11.4078 | 23.5884 | 12.3869 | 9.036 | 11.2268 | 23.6958 | 12.1737 | 8.8806 | 11.106 | 23.8382 | 11.9706 | 8.7324 | 10.9056 | 23.985 | 11.7896 | 8.6004 | 10.722 | 24.1327 | 11.7051 | 8.5387 | 10.5396 | 24.3049 | 11.613 | 8.4715 | 10.2618 | 24.5483 | 11.4045 | 8.3194 | 9.3677 | 24.7635 | 11.1976 | 8.1685 | 8.4302 | 25.5505 | 11.3776 | 8.2998 | 4.7418 | 24.9721 | 11.0483 | 8.0596 | 7.4857 | 26.3354 | 10.2302 | 7.4628 | 0.71211 | 26.6877 | 9.6607 | 7.0474 | -1.6514 | 26.7182 | 9.5846 | 6.9919 | -1.325
WARDLEWORTH | BELFIELD | ROCHDALE | 390339 | 414050 | 30.746 | 8.5932 | 6.2686 | 15.6289 | 30.982 | 8.3586 | 6.0975 | 14.5949 | 31.1388 | 8.243 | 6.0132 | 14.5082 | 31.2605 | 8.08 | 5.8943 | 14.2718 | 31.3779 | 7.895 | 5.7593 | 13.7943 | 31.4994 | 7.7775 | 5.6736 | 13.345 | 31.6335 | 7.6872 | 5.6077 | 13.1013 | 31.7808 | 7.5974 | 5.5422 | 12.9282 | 31.9439 | 7.4635 | 5.4445 | 12.4587 | 32.0634 | 7.361 | 5.3697 | 12.1813 | 32.4939 | 6.9172 | 5.046 | 10.8735 | 32.1779 | 7.3062 | 5.3298 | 12.0924 | 32.9357 | 6.1055 | 4.4539 | 7.4917 | 33.2163 | 5.7259 | 4.1769 | 4.3718 | 33.4281 | 5.4291 | 3.9604 | 2.0608 | 30.7416 | 8.5932 | 6.2686 | 15.6289 | 30.9906 | 8.4355 | 6.1536 | 14.8111 | 31.0848 | 8.4158 | 6.1392 | 15.0042 | 31.1429 | 8.3555 | 6.0952 | 14.9879 | 31.1912 | 8.2544 | 6.0215 | 14.7565 | 31.2341 | 8.1651 | 5.9563 | 14.5894 | 31.3066 | 8.101 | 5.9096 | 14.5356 | 31.4102 | 8.0584 | 5.8785 | 14.442 | 31.5371 | 7.9577 | 5.8051 | 14.0105 | 31.585 | 7.918 | 5.7761 | 13.8709 | 31.773 | 7.7621 | 5.6624 | 13.3201 | 31.6312 | 7.8974 | 5.761 | 13.8621 | 31.9901 | 7.5719 | 5.5236 | 12.4535 | 32.1663 | 7.6392 | 5.5727 | 11.9247 | 32.3078 | 7.6521 | 5.5821 | 11.5392 | 30.746 | 8.5932 | 6.2686 | 15.6289 | 30.9822 | 8.4105 | 6.1354 | 14.7427 | 31.1391 | 8.3282 | 6.0753 | 14.6942 | 31.2609 | 8.1953 | 5.9784 | 14.4837 | 31.3793 | 8.0281 | 5.8564 | 14.0488 | 31.5013 | 7.8917 | 5.7569 | 13.6641 | 31.6358 | 7.7858 | 5.6797 | 13.4903 | 31.7822 | 7.7027 | 5.619 | 13.3683 | 31.9454 | 7.5811 | 5.5303 | 12.9326 | 32.064 | 7.4749 | 5.4529 | 12.6663 | 32.4826 | 7.1325 | 5.203 | 11.8856 | 32.1766 | 7.416 | 5.4099 | 12.5664 | 32.8763 | 6.7955 | 4.9573 | 11.0191 | 33.1327 | 6.94 | 5.0626 | 10.4425 | 33.2972 | 6.9833 | 5.0942 | 10.0828 | 30.7482 | 8.5932 | 6.2686 | 15.6289 | 30.9817 | 8.3072 | 6.06 | 14.4628 | 31.1496 | 8.203 | 5.984 | 14.3791 | 31.2892 | 8.059 | 5.879 | 14.1546 | 31.4377 | 7.8642 | 5.7368 | 13.6816 | 31.5996 | 7.6867 | 5.6073 | 13.2452 | 31.7787 | 7.5362 | 5.4976 | 13.0229 | 31.9665 | 7.4231 | 5.415 | 12.8792 | 32.1919 | 7.2646 | 5.2994 | 12.4182 | 32.359 | 7.1148 | 5.1901 | 12.1422 | 33.0528 | 6.5582 | 4.7841 | 10.8799 | 32.5148 | 6.9903 | 5.0993 | 12.0595 | 33.7743 | 5.863 | 4.277 | 7.9384 | 33.8643 | 5.4931 | 4.0072 | 5.379 | 32.0257 | 5.1949 | 3.7896 | 3.3034 | 30.7482 | 8.5932 | 6.2686 | 15.6289 | 30.9616 | 8.3016 | 6.0559 | 14.4242 | 31.1179 | 8.232 | 6.0052 | 14.3723 | 31.2434 | 8.1424 | 5.9397 | 14.1819 | 31.3809 | 7.9929 | 5.8307 | 13.7451 | 31.5303 | 7.748 | 5.6521 | 13.3522 | 31.6992 | 7.4377 | 5.4257 | 13.1694 | 31.8946 | 7.325 | 5.3435 | 12.995 | 32.2026 | 7.1495 | 5.2155 | 12.0954 | 32.4666 | 6.9121 | 5.0423 | 11.3488 | 33.2156 | 6.2038 | 4.5256 | 8.7841 | 32.7147 | 6.7373 | 4.9148 | 10.794 | 32.8222 | 5.3241 | 3.8838 | 5.7523 | 32.0562 | 5.1998 | 3.7932 | 3.7191 | 31.3884 | 5.0915 | 3.7142 | 3.9665
WARTON | PEEL | PENWORTHAM WEST / STANAH | 341290 | 428540 | 26.4476 | 14.1575 | 10.3277 | 17.7022 | 26.5667 | 14.0711 | 10.2647 | 16.8256 | 26.6353 | 14.0752 | 10.2677 | 16.4742 | 26.7315 | 14.1095 | 10.2927 | 16.0444 | 26.8199 | 14.0383 | 10.2408 | 15.7049 | 26.9063 | 13.8646 | 10.1141 | 15.3225 | 27.0637 | 13.6465 | 9.9549 | 14.84 | 27.1576 | 13.5692 | 9.8985 | 14.5616 | 27.2622 | 13.4522 | 9.8132 | 14.1981 | 27.3458 | 13.3277 | 9.7224 | 13.9335 | 27.6465 | 12.8743 | 9.3916 | 12.7474 | 27.4255 | 13.2306 | 9.6516 | 13.661 | 27.9355 | 12.4018 | 9.0469 | 10.9259 | 28.1005 | 12.1387 | 8.855 | 9.7744 | 28.1828 | 12.09 | 8.8195 | 8.7057 | 26.4495 | 14.1575 | 10.3277 | 17.7022 | 26.574 | 14.0929 | 10.2806 | 17.4017 | 26.5757 | 14.0888 | 10.2776 | 17.4325 | 26.6078 | 14.0752 | 10.2676 | 17.3265 | 26.6259 | 14.0771 | 10.2691 | 17.2802 | 26.6331 | 14.0758 | 10.2681 | 17.238 | 26.6612 | 14.054 | 10.2522 | 17.0994 | 26.7121 | 14.0145 | 10.2233 | 16.8845 | 26.7779 | 13.9661 | 10.1881 | 16.6783 | 26.815 | 13.9355 | 10.1657 | 16.5184 | 26.957 | 13.8308 | 10.0894 | 15.9222 | 26.8508 | 13.8977 | 10.1382 | 16.3733 | 27.0997 | 13.7955 | 10.0636 | 15.2421 | 27.1793 | 13.9301 | 10.1618 | 14.849 | 27.2241 | 14.0501 | 10.2493 | 14.5736 | 26.4476 | 14.1575 | 10.3277 | 17.7022 | 26.5676 | 14.1719 | 10.3382 | 17.3257 | 26.6364 | 14.199 | 10.3579 | 17.0885 | 26.7326 | 14.2328 | 10.3826 | 16.6974 | 26.821 | 14.1732 | 10.3391 | 16.4127 | 26.9073 | 14.045 | 10.2456 | 16.1176 | 27.0629 | 13.8293 | 10.0883 | 15.741 | 27.1555 | 13.7631 | 10.04 | 15.5431 | 27.2588 | 13.6552 | 9.9613 | 15.2014 | 27.3411 | 13.5342 | 9.873 | 14.9154 | 27.6376 | 13.1084 | 9.5624 | 13.8028 | 27.4196 | 13.419 | 9.789 | 14.5999 | 27.9085 | 12.7933 | 9.3326 | 12.8014 | 28.0504 | 12.6988 | 9.2636 | 12.2773 | 28.1196 | 12.8077 | 9.343 | 12.0889 | 26.4471 | 14.1575 | 10.3277 | 17.7022 | 26.5663 | 14.0208 | 10.2279 | 16.5722 | 26.6347 | 14.0393 | 10.2415 | 16.1969 | 26.7348 | 14.0504 | 10.2496 | 15.7916 | 26.9016 | 13.9248 | 10.158 | 15.4105 | 26.9956 | 13.6907 | 9.9872 | 15.0687 | 27.0972 | 13.4349 | 9.8006 | 14.6987 | 27.2033 | 13.333 | 9.7263 | 14.4741 | 27.328 | 13.2017 | 9.6304 | 14.161 | 27.422 | 13.0885 | 9.5478 | 13.9334 | 28.9734 | 12.3213 | 8.9882 | 11.6912 | 27.5089 | 12.9938 | 9.4788 | 13.6999 | 29.3638 | 11.8708 | 8.6596 | 10.0582 | 29.5547 | 11.7565 | 8.5762 | 9.1287 | 29.6652 | 11.6948 | 8.5312 | 8.262 | 26.4471 | 14.1575 | 10.3277 | 17.7022 | 26.5606 | 13.9995 | 10.2125 | 16.4427 | 26.6234 | 14.0135 | 10.2227 | 16.04 | 26.7903 | 13.9868 | 10.2032 | 15.5648 | 26.879 | 13.9286 | 10.1607 | 15.2717 | 26.9688 | 13.7267 | 10.0134 | 14.9637 | 28.5034 | 13.2667 | 9.6779 | 13.1943 | 28.5385 | 13.1355 | 9.5821 | 13.0928 | 28.6016 | 12.9432 | 9.4419 | 12.7349 | 28.6649 | 12.8134 | 9.3472 | 12.3957 | 28.977 | 12.3339 | 8.9974 | 10.9191 | 28.723 | 12.7054 | 9.2684 | 12.0132 | 29.3385 | 11.8528 | 8.6465 | 9.5526 | 29.5074 | 12.0225 | 8.7702 | 8.8704 | 29.5715 | 11.9458 | 8.7143 | 8.8007
WATERHEAD | GREENHILL | WHITEGATE | 394942 | 405940 | 29.3779 | 14.2097 | 10.3658 | 20.2768 | 29.4875 | 14.066 | 10.261 | 19.765 | 29.545 | 13.8101 | 10.0743 | 19.591 | 29.621 | 13.5558 | 9.8888 | 19.2979 | 29.7001 | 13.3081 | 9.7081 | 19.0428 | 29.7869 | 13.2326 | 9.653 | 18.802 | 29.8844 | 13.1225 | 9.5727 | 18.5197 | 29.9921 | 13.0242 | 9.501 | 18.2521 | 30.1124 | 12.8063 | 9.342 | 18.0007 | 30.1922 | 12.8617 | 9.3824 | 17.7638 | 30.4653 | 12.4516 | 9.0833 | 16.0808 | 30.267 | 12.7905 | 9.3305 | 17.5562 | 30.7153 | 11.5476 | 8.4238 | 11.8557 | 30.8586 | 10.842 | 7.9091 | 8.4498 | 30.9489 | 10.1747 | 7.4223 | 6.0659 | 29.3699 | 14.2097 | 10.3658 | 20.2768 | 29.4986 | 14.1007 | 10.2863 | 19.7421 | 29.5298 | 13.9659 | 10.188 | 19.7112 | 29.5801 | 13.7977 | 10.0652 | 19.532 | 29.6321 | 13.639 | 9.9494 | 19.3839 | 29.688 | 13.5009 | 9.8487 | 19.2667 | 29.7635 | 13.3562 | 9.7432 | 19.0608 | 29.8604 | 13.2995 | 9.7018 | 18.775 | 29.9733 | 13.2322 | 9.6527 | 18.4836 | 30.0037 | 13.1858 | 9.6189 | 18.3105 | 30.114 | 13.0548 | 9.5233 | 17.6697 | 30.032 | 13.1423 | 9.5871 | 18.1468 | 30.2316 | 12.9427 | 9.4415 | 17.0475 | 30.3195 | 12.9821 | 9.4702 | 16.6806 | 30.3858 | 12.9008 | 9.4109 | 16.4436 | 29.3779 | 14.2097 | 10.3658 | 20.2768 | 29.4875 | 14.0978 | 10.2841 | 19.7892 | 29.5451 | 13.9233 | 10.1569 | 19.6441 | 29.6211 | 13.7175 | 10.0068 | 19.385 | 29.7005 | 13.5167 | 9.8603 | 19.1833 | 29.7874 | 13.3851 | 9.7642 | 19.0285 | 29.885 | 13.2121 | 9.6381 | 18.8478 | 29.9924 | 13.1293 | 9.5777 | 18.6569 | 30.1128 | 12.9715 | 9.4625 | 18.4482 | 30.1923 | 12.9588 | 9.4533 | 18.229 | 30.4623 | 12.7234 | 9.2815 | 17.4227 | 30.2667 | 12.9029 | 9.4125 | 18.0203 | 30.6995 | 12.5076 | 9.1241 | 16.6711 | 30.8363 | 12.3834 | 9.0335 | 16.2463 | 30.914 | 12.1699 | 8.8778 | 16.0766 | 29.3797 | 14.2097 | 10.3658 | 20.2768 | 29.49 | 14.0526 | 10.2512 | 19.7874 | 29.5538 | 13.8672 | 10.1159 | 19.6382 | 29.6439 | 13.6413 | 9.9511 | 19.3645 | 29.7453 | 13.4288 | 9.7961 | 19.1339 | 29.8573 | 13.2262 | 9.6484 | 18.937 | 29.9815 | 12.9583 | 9.4529 | 18.7189 | 30.1137 | 12.9835 | 9.4713 | 18.5305 | 30.2764 | 12.8949 | 9.4067 | 18.3445 | 30.3871 | 12.8055 | 9.3414 | 18.1512 | 30.7915 | 12.2463 | 8.9335 | 16.6179 | 30.4879 | 12.7206 | 9.2795 | 17.9907 | 31.2507 | 11.2672 | 8.2193 | 12.5587 | 31.5296 | 10.5175 | 7.6724 | 9.2903 | 31.699 | 10.0051 | 7.2986 | 7.032 | 29.3797 | 14.2097 | 10.3658 | 20.2768 | 29.476 | 14.0599 | 10.2565 | 19.8223 | 29.5239 | 13.9918 | 10.2068 | 19.7063 | 29.5989 | 13.9021 | 10.1414 | 19.4529 | 29.6856 | 13.7374 | 10.0213 | 19.2467 | 29.7826 | 13.6427 | 9.9522 | 19.0867 | 29.892 | 13.5988 | 9.9201 | 18.9036 | 30.0172 | 13.4755 | 9.8302 | 18.6175 | 30.2025 | 13.2264 | 9.6485 | 17.7212 | 30.3501 | 12.9727 | 9.4634 | 16.7906 | 30.8572 | 11.9235 | 8.698 | 13.2375 | 30.4895 | 12.7137 | 9.2745 | 15.8795 | 31.2979 | 10.7027 | 7.8075 | 9.5016 | 31.5136 | 10.1551 | 7.408 | 7.2799 | 31.5418 | 10.0855 | 7.3573 | 7.6962
WATERSWALLOWS | BUXTON | STALYBRIDGE | 407734 | 375459 | 29.4 | 13.281 | 9.5453 | 17.3544 | 29.436 | 13.2597 | 9.53 | 17.2682 | 29.4961 | 13.18 | 9.4727 | 17.0598 | 29.5748 | 13.0763 | 9.3982 | 16.8734 | 29.6441 | 13.009 | 9.3499 | 16.5517 | 29.7189 | 12.9676 | 9.3201 | 16.3353 | 29.7997 | 12.9288 | 9.2922 | 16.14 | 29.8977 | 12.8661 | 9.2471 | 15.9015 | 30.0221 | 12.7843 | 9.1883 | 15.5868 | 30.1405 | 12.7289 | 9.1485 | 15.3363 | 30.7185 | 12.5518 | 9.0212 | 14.4089 | 30.271 | 12.6198 | 9.0701 | 15.1967 | 31.6228 | 12.3148 | 8.8509 | 12.7382 | 32.2184 | 13.3103 | 9.5664 | 11.4001 | 32.5861 | 12.9497 | 9.3072 | 10.4751 | 29.3858 | 13.281 | 9.5453 | 17.3544 | 29.4251 | 13.3001 | 9.559 | 17.4049 | 29.4152 | 13.3129 | 9.5682 | 17.5685 | 29.429 | 13.2928 | 9.5538 | 17.7035 | 29.4323 | 13.2445 | 9.5191 | 17.7374 | 29.4259 | 13.226 | 9.5058 | 17.8948 | 29.4367 | 13.2378 | 9.5142 | 18.0171 | 29.4644 | 13.2273 | 9.5067 | 17.99 | 29.5111 | 13.1795 | 9.4724 | 17.7277 | 29.5589 | 13.1592 | 9.4577 | 17.6185 | 29.8585 | 13.0668 | 9.3913 | 17.0844 | 29.6168 | 13.1335 | 9.4393 | 17.4921 | 30.3412 | 12.9796 | 9.3287 | 16.5498 | 30.8874 | 13.6873 | 9.8373 | 16.0938 | 31.3729 | 14.5992 | 10.4927 | 15.8823 | 29.4 | 13.281 | 9.5453 | 17.3544 | 29.4374 | 13.2985 | 9.5579 | 17.4138 | 29.4981 | 13.2455 | 9.5198 | 17.2323 | 29.5776 | 13.1724 | 9.4673 | 17.0614 | 29.6537 | 13.082 | 9.4023 | 16.7628 | 29.7311 | 13.0184 | 9.3566 | 16.5804 | 29.8146 | 12.9849 | 9.3325 | 16.4229 | 29.9064 | 12.9262 | 9.2903 | 16.2192 | 30.0318 | 12.8534 | 9.238 | 15.9147 | 30.1444 | 12.797 | 9.1975 | 15.6683 | 30.645 | 12.671 | 9.1069 | 14.9751 | 30.263 | 12.6833 | 9.1157 | 15.5273 | 31.2392 | 12.6413 | 9.0856 | 14.2991 | 31.8863 | 13.8538 | 9.957 | 13.7285 | 32.1751 | 13.5983 | 9.7734 | 13.5206 | 29.4003 | 13.281 | 9.5453 | 17.3544 | 29.4432 | 13.2456 | 9.5199 | 17.2259 | 29.5109 | 13.198 | 9.4856 | 17.0345 | 29.6081 | 13.1184 | 9.4284 | 16.8666 | 29.7168 | 13.0116 | 9.3517 | 16.5548 | 29.8597 | 12.9358 | 9.2972 | 16.3423 | 30.0268 | 12.8711 | 9.2507 | 16.148 | 30.2081 | 12.7791 | 9.1846 | 15.9123 | 30.4276 | 12.7093 | 9.1344 | 15.5673 | 30.6462 | 12.6569 | 9.0968 | 15.2885 | 31.6031 | 12.4213 | 8.9274 | 14.206 | 30.8885 | 12.6194 | 9.0698 | 15.1173 | 32.5562 | 12.0458 | 8.6576 | 12.4144 | 33.097 | 13.0289 | 9.3641 | 11.2732 | 33.3318 | 12.7847 | 9.1886 | 10.6444 | 29.4003 | 13.281 | 9.5453 | 17.3544 | 29.4456 | 13.1446 | 9.4473 | 17.1951 | 29.5176 | 13.2179 | 9.5 | 17.0002 | 29.6331 | 13.1807 | 9.4732 | 16.8239 | 29.7808 | 13.1055 | 9.4192 | 16.4921 | 30.0479 | 13.0292 | 9.3643 | 16.1805 | 30.2629 | 12.976 | 9.3261 | 15.9723 | 30.524 | 12.9279 | 9.2915 | 15.6894 | 30.9178 | 12.836 | 9.2255 | 15.1293 | 31.1391 | 12.7729 | 9.1801 | 14.6354 | 32.015 | 13.6947 | 9.8427 | 12.9915 | 31.36 | 12.7601 | 9.171 | 14.2576 | 32.8732 | 13.0692 | 9.3931 | 11.3924 | 33.22 | 12.8193 | 9.2135 | 10.6237 | 33.2409 | 12.7375 | 9.1547 | 10.7071
WEASTE | FREDERICK RD | KEARSLEY | 378751 | 398897 | 28.2248 | 7.5395 | 5.5 | 13.3798 | 28.2383 | 7.2847 | 5.3141 | 12.3035 | 28.3128 | 7.1417 | 5.2098 | 11.8135 | 28.4269 | 7.0197 | 5.1208 | 11.5752 | 28.5236 | 6.8405 | 4.99 | 11.0386 | 28.6185 | 6.6958 | 4.8845 | 10.8665 | 28.7217 | 6.5544 | 4.7813 | 10.5457 | 28.8405 | 6.4596 | 4.7122 | 10.3029 | 28.9685 | 6.3153 | 4.6069 | 9.9656 | 29.0818 | 6.183 | 4.5104 | 9.7508 | 29.6411 | 5.5356 | 4.0381 | 8.3955 | 29.2073 | 6.0346 | 4.4022 | 9.5597 | 30.1927 | 4.8976 | 3.5727 | 6.1704 | 31.2882 | 5.809 | 4.2376 | 4.2864 | 32.1012 | 7.3433 | 5.3568 | 2.8461 | 28.2202 | 7.5395 | 5.5 | 13.3798 | 28.2526 | 7.4608 | 5.4425 | 13.1124 | 28.2406 | 7.4324 | 5.4218 | 13.1135 | 28.2718 | 7.4192 | 5.4122 | 13.2193 | 28.2839 | 7.3615 | 5.3701 | 13.083 | 28.2793 | 7.3589 | 5.3682 | 13.3201 | 28.3074 | 7.3273 | 5.3452 | 13.3148 | 28.3683 | 7.2989 | 5.3244 | 13.2533 | 28.4616 | 7.2323 | 5.2759 | 13.0318 | 28.5084 | 7.1963 | 5.2496 | 12.9724 | 28.7821 | 7.0247 | 5.1244 | 12.5189 | 28.5642 | 7.1702 | 5.2305 | 12.922 | 29.1911 | 6.8287 | 4.9814 | 12.2648 | 29.6705 | 7.7919 | 5.6841 | 11.9966 | 30.1133 | 8.7595 | 6.3899 | 11.8549 | 28.2248 | 7.5395 | 5.5 | 13.3798 | 28.2396 | 7.407 | 5.4033 | 12.8411 | 28.3148 | 7.287 | 5.3157 | 12.4324 | 28.4296 | 7.1673 | 5.2284 | 12.2079 | 28.5329 | 7.0018 | 5.1077 | 11.7047 | 28.6312 | 6.8701 | 5.0116 | 11.567 | 28.7372 | 6.7218 | 4.9034 | 11.2924 | 28.8496 | 6.6278 | 4.8349 | 11.0878 | 28.9785 | 6.5037 | 4.7443 | 10.7738 | 29.0859 | 6.375 | 4.6505 | 10.5691 | 29.5643 | 5.7886 | 4.2227 | 9.566 | 29.1989 | 6.2299 | 4.5446 | 10.3807 | 30.1474 | 5.444 | 3.9713 | 8.8268 | 30.7242 | 6.7862 | 4.9504 | 8.1976 | 31.2168 | 8.4176 | 6.1405 | 7.8556 | 28.2267 | 7.5395 | 5.5 | 13.3798 | 28.2359 | 7.1752 | 5.2342 | 11.8638 | 28.3102 | 7.0176 | 5.1193 | 11.3471 | 28.4298 | 6.8794 | 5.0184 | 11.1398 | 28.5479 | 6.6077 | 4.8202 | 10.617 | 28.692 | 6.5214 | 4.7573 | 10.4635 | 28.8592 | 6.3294 | 4.6172 | 10.1584 | 29.0437 | 6.1388 | 4.4782 | 9.9388 | 29.2607 | 5.9445 | 4.3365 | 9.6068 | 29.4738 | 5.7705 | 4.2095 | 9.3855 | 30.5425 | 4.9543 | 3.6141 | 7.9687 | 29.7145 | 5.6196 | 4.0994 | 9.1846 | 27.5621 | 4.4708 | 3.2614 | 5.805 | 32.9946 | 5.7488 | 4.1937 | 4.1425 | 33.395 | 7.1098 | 5.1865 | 3.1131 | 28.2267 | 7.5395 | 5.5 | 13.3798 | 28.2319 | 7.1333 | 5.2036 | 11.645 | 28.3011 | 6.9733 | 5.0869 | 11.1171 | 28.4263 | 6.808 | 4.9663 | 10.9235 | 28.5789 | 6.5688 | 4.7918 | 10.3991 | 28.7589 | 6.4295 | 4.6903 | 10.2513 | 28.9774 | 6.1932 | 4.5178 | 9.9429 | 29.2297 | 5.9413 | 4.3341 | 9.6883 | 29.5403 | 5.5985 | 4.084 | 9.0578 | 29.8433 | 5.2193 | 3.8074 | 8.5268 | 28.3338 | 4.596 | 3.3527 | 6.2226 | 30.1607 | 5.275 | 3.848 | 8.0145 | 27.0673 | 4.3906 | 3.2029 | 4.1863 | 33.1968 | 7.1102 | 5.1868 | 2.9664 | 33.3239 | 7.0036 | 5.109 | 3.1219
WERNETH | GREENHILL | WHITEGATE | 391273 | 403453 | 29.7863 | 13.3551 | 9.7423 | 18.8996 | 29.9517 | 13.1844 | 9.6179 | 18.1309 | 30.0452 | 12.8937 | 9.4057 | 17.7847 | 30.1574 | 12.6149 | 9.2024 | 17.5526 | 30.2761 | 12.4049 | 9.0492 | 17.2341 | 30.409 | 12.3516 | 9.0103 | 16.9818 | 30.5636 | 12.2639 | 8.9463 | 16.64 | 30.7355 | 12.1696 | 8.8776 | 16.2761 | 30.9264 | 12.0881 | 8.8181 | 15.9821 | 31.0696 | 12.0081 | 8.7598 | 15.6913 | 31.5561 | 11.5038 | 8.3919 | 13.7892 | 31.1922 | 11.9355 | 8.7068 | 15.4243 | 32.1022 | 10.6101 | 7.7399 | 9.373 | 32.4637 | 9.8775 | 7.2055 | 5.8425 | 32.7383 | 9.2056 | 6.7154 | 3.3218 | 29.7798 | 13.3551 | 9.7423 | 18.8996 | 29.9608 | 13.1995 | 9.6288 | 18.0928 | 30.0182 | 13.0226 | 9.4998 | 17.8722 | 30.098 | 12.8593 | 9.3806 | 17.7296 | 30.1783 | 12.6911 | 9.2579 | 17.4901 | 30.264 | 12.5457 | 9.1519 | 17.3287 | 30.3724 | 12.3931 | 9.0406 | 17.0331 | 30.5085 | 12.309 | 8.9792 | 16.6189 | 30.6643 | 12.2262 | 8.9189 | 16.2505 | 30.7399 | 12.1784 | 8.884 | 16.0163 | 31.0769 | 11.9986 | 8.7528 | 15.0794 | 30.8185 | 12.1161 | 8.8385 | 15.7842 | 31.4177 | 11.9113 | 8.6891 | 14.1249 | 31.6715 | 11.9247 | 8.6989 | 13.4606 | 31.8681 | 11.813 | 8.6174 | 12.9574 | 29.7863 | 13.3551 | 9.7423 | 18.8996 | 29.9561 | 13.2079 | 9.635 | 18.1558 | 30.0493 | 13.0004 | 9.4836 | 17.8455 | 30.1617 | 12.8156 | 9.3488 | 17.6472 | 30.2815 | 12.6261 | 9.2105 | 17.3812 | 30.4148 | 12.4959 | 9.1156 | 17.2136 | 30.5636 | 12.3434 | 9.0043 | 16.9741 | 30.7299 | 12.2614 | 8.9445 | 16.6872 | 30.9164 | 12.1868 | 8.8901 | 16.4325 | 31.0566 | 12.1181 | 8.84 | 16.156 | 31.52 | 11.7812 | 8.5942 | 15.0695 | 31.1755 | 12.041 | 8.7837 | 15.884 | 31.9847 | 11.5505 | 8.4259 | 13.9533 | 32.2742 | 11.4238 | 8.3335 | 13.2107 | 32.4722 | 11.1799 | 8.1556 | 12.796 | 29.789 | 13.3551 | 9.7423 | 18.8996 | 29.9626 | 13.1792 | 9.614 | 18.1517 | 30.0637 | 12.9655 | 9.4582 | 17.8307 | 30.1968 | 12.7604 | 9.3085 | 17.6173 | 30.3515 | 12.5908 | 9.1848 | 17.3228 | 30.5299 | 12.4128 | 9.055 | 17.1117 | 30.7291 | 12.2205 | 8.9147 | 16.831 | 30.9473 | 12.1295 | 8.8483 | 16.5425 | 31.1703 | 12.0149 | 8.7647 | 16.3077 | 31.346 | 11.909 | 8.6875 | 16.0552 | 32.0343 | 11.2622 | 8.2156 | 14.1656 | 31.5202 | 11.8113 | 8.6162 | 15.8281 | 32.8929 | 10.277 | 7.4969 | 9.898 | 33.4617 | 9.5348 | 6.9555 | 6.441 | 33.7876 | 8.8971 | 6.4903 | 4.055 | 29.789 | 13.3551 | 9.7423 | 18.8996 | 29.9485 | 13.1886 | 9.6209 | 18.1959 | 30.032 | 13.1152 | 9.5673 | 17.9205 | 30.1502 | 13.0493 | 9.5193 | 17.7398 | 30.2987 | 12.9501 | 9.447 | 17.4798 | 30.478 | 12.8908 | 9.4037 | 17.3113 | 30.6869 | 12.7816 | 9.324 | 17.0685 | 30.9213 | 12.6172 | 9.2041 | 16.6941 | 31.1893 | 12.3699 | 9.0237 | 15.7768 | 31.409 | 12.0865 | 8.8169 | 14.8115 | 32.1776 | 11.0483 | 8.0596 | 11.0619 | 31.6145 | 11.8002 | 8.6081 | 13.8579 | 32.9732 | 9.7805 | 7.1347 | 7.0417 | 33.4293 | 9.0501 | 6.6019 | 4.6339 | 33.5847 | 8.8862 | 6.4824 | 4.8441
WESLEY PLACE BACUP | ROSSENDALE | PADIHAM | 386475 | 422130 | 30.0468 | 17.5414 | 12.7962 | 17.7117 | 30.227 | 17.4033 | 12.6955 | 16.9492 | 30.3315 | 17.2719 | 12.5996 | 16.6577 | 30.4616 | 17.1896 | 12.5396 | 16.3321 | 30.5897 | 17.1123 | 12.4832 | 16.0061 | 30.7234 | 17.0908 | 12.4675 | 15.6489 | 30.8657 | 17.0423 | 12.4321 | 15.2675 | 31.0189 | 16.9756 | 12.3835 | 14.9371 | 31.1799 | 16.8764 | 12.3111 | 14.5912 | 31.2937 | 16.7856 | 12.2448 | 14.2638 | 31.72 | 16.2025 | 11.8195 | 12.1667 | 31.4041 | 16.6859 | 12.1721 | 13.9799 | 32.176 | 14.6416 | 10.6808 | 7.0509 | 32.4873 | 13.8537 | 10.1061 | 2.9482 | 32.7534 | 13.1266 | 9.5756 | -0.040838 | 30.0359 | 17.5414 | 12.7962 | 17.7117 | 30.2361 | 17.3907 | 12.6862 | 16.9277 | 30.3022 | 17.2551 | 12.5873 | 16.7865 | 30.358 | 17.1359 | 12.5004 | 16.5614 | 30.4116 | 17.0332 | 12.4255 | 16.3312 | 30.4671 | 16.9348 | 12.3537 | 16.0866 | 30.5435 | 16.8496 | 12.2915 | 15.7674 | 30.6423 | 16.8017 | 12.2566 | 15.3932 | 30.7572 | 16.7455 | 12.2156 | 14.9751 | 30.8151 | 16.7305 | 12.2047 | 14.7143 | 31.0487 | 16.6816 | 12.169 | 13.79 | 30.8721 | 16.7182 | 12.1957 | 14.473 | 31.3257 | 16.6312 | 12.1322 | 12.8322 | 31.5779 | 16.5277 | 12.0567 | 12.2022 | 31.7954 | 16.2402 | 11.847 | 11.6971 | 30.0468 | 17.5414 | 12.7962 | 17.7117 | 30.2273 | 17.4218 | 12.709 | 16.9934 | 30.3321 | 17.3649 | 12.6674 | 16.7456 | 30.4623 | 17.323 | 12.6369 | 16.4662 | 30.592 | 17.2576 | 12.5892 | 16.202 | 30.7266 | 17.1926 | 12.5418 | 15.9405 | 30.8696 | 17.1185 | 12.4877 | 15.671 | 31.0212 | 17.072 | 12.4538 | 15.4243 | 31.1823 | 16.9775 | 12.3849 | 15.1201 | 31.2946 | 16.8963 | 12.3256 | 14.8053 | 31.7032 | 16.4749 | 12.0182 | 13.6876 | 31.4021 | 16.7625 | 12.228 | 14.5128 | 32.0882 | 15.6424 | 11.4109 | 12.5733 | 32.3638 | 15.374 | 11.2151 | 11.8723 | 32.5597 | 15.5548 | 11.347 | 11.4503 | 30.0514 | 17.5414 | 12.7962 | 17.7117 | 30.2344 | 17.44 | 12.7222 | 16.9743 | 30.3524 | 17.3818 | 12.6797 | 16.7102 | 30.51 | 17.3257 | 12.6389 | 16.4074 | 30.6701 | 16.5775 | 12.0931 | 16.1104 | 30.835 | 16.5325 | 12.0602 | 15.799 | 31.0183 | 16.4728 | 12.0167 | 15.4816 | 31.2161 | 16.2293 | 11.839 | 15.2288 | 31.4462 | 15.9213 | 11.6143 | 14.9482 | 31.602 | 16.0396 | 11.7006 | 14.6672 | 32.3421 | 15.6006 | 11.3804 | 12.6905 | 31.7504 | 16.0625 | 11.7174 | 14.4305 | 33.2038 | 14.3708 | 10.4833 | 7.7149 | 33.646 | 13.0968 | 9.5539 | 3.7583 | 33.8913 | 12.2886 | 8.9644 | 0.98472 | 30.0514 | 17.5414 | 12.7962 | 17.7117 | 30.2141 | 17.4456 | 12.7263 | 17.0231 | 30.3088 | 17.5224 | 12.7824 | 16.8082 | 30.4457 | 17.5278 | 12.7863 | 16.5492 | 30.6001 | 17.4819 | 12.7528 | 16.2985 | 30.7572 | 17.4003 | 12.6933 | 16.0418 | 30.9336 | 17.2365 | 12.5738 | 15.7752 | 31.1369 | 17.0505 | 12.4381 | 15.4291 | 31.4233 | 16.6475 | 12.1441 | 14.3349 | 31.6631 | 16.1599 | 11.7884 | 13.2 | 32.5431 | 15.0425 | 10.9733 | 8.8828 | 31.8961 | 15.7376 | 11.4804 | 12.0922 | 33.2705 | 13.88 | 10.1253 | 4.2857 | 33.5939 | 12.9792 | 9.4682 | 1.5369 | 33.649 | 12.7126 | 9.2737 | 1.8729
WEST DIDSBURY | WEST DIDSBURY | SOUTH MANCHESTER | 383306 | 392514 | 29.2309 | 13.0171 | 9.4958 | 15.8317 | 29.5361 | 12.5938 | 9.187 | 13.4829 | 29.6606 | 12.4624 | 9.0911 | 12.9199 | 29.8004 | 12.3185 | 8.9862 | 12.4237 | 29.9411 | 12.1798 | 8.885 | 11.9428 | 30.0927 | 12.0144 | 8.7643 | 11.3941 | 30.2603 | 11.8838 | 8.6691 | 10.9233 | 30.444 | 11.7526 | 8.5734 | 10.488 | 30.6707 | 11.6121 | 8.4709 | 10.0244 | 30.8548 | 11.4578 | 8.3583 | 9.5495 | 31.5146 | 10.8774 | 7.9349 | 7.4594 | 31.0306 | 11.3119 | 8.2519 | 9.2012 | 31.867 | 10.2042 | 7.4438 | 3.2738 | 32.045 | 10.2868 | 7.5041 | 0.26417 | 32.1303 | 10.027 | 7.3146 | -2.0139 | 29.2227 | 13.0171 | 9.4958 | 15.8317 | 29.5301 | 12.8058 | 9.3417 | 14.6967 | 29.5836 | 12.7846 | 9.3262 | 14.6085 | 29.663 | 12.7238 | 9.2818 | 14.3888 | 29.7525 | 12.655 | 9.2316 | 14.1717 | 29.851 | 12.5903 | 9.1845 | 13.9169 | 29.9646 | 12.5235 | 9.1357 | 13.6381 | 30.0948 | 12.4251 | 9.064 | 13.2326 | 30.2316 | 12.3228 | 8.9893 | 12.7708 | 30.3298 | 12.2493 | 8.9357 | 12.4386 | 30.6809 | 12.0336 | 8.7783 | 11.3826 | 30.424 | 12.1841 | 8.8882 | 12.172 | 30.835 | 11.9947 | 8.75 | 10.4798 | 30.9244 | 12.2872 | 8.9633 | 10.0449 | 30.978 | 12.3518 | 9.0105 | 9.8118 | 29.2309 | 13.0171 | 9.4958 | 15.8317 | 29.5361 | 12.7334 | 9.2888 | 14.2799 | 29.6606 | 12.6334 | 9.2159 | 13.8694 | 29.8004 | 12.504 | 9.1215 | 13.4632 | 29.9411 | 12.3865 | 9.0358 | 13.1135 | 30.0927 | 12.2533 | 8.9386 | 12.7491 | 30.2603 | 12.1586 | 8.8695 | 12.4817 | 30.444 | 12.0551 | 8.794 | 12.2165 | 30.6707 | 11.9413 | 8.711 | 11.9023 | 30.8548 | 11.8041 | 8.6109 | 11.5239 | 31.5146 | 11.3596 | 8.2867 | 10.2089 | 31.0306 | 11.6626 | 8.5077 | 11.193 | 31.867 | 11.2269 | 8.1899 | 9.0489 | 32.045 | 11.8086 | 8.6142 | 8.4997 | 32.1303 | 11.9339 | 8.7056 | 8.2755 | 29.2344 | 13.0171 | 9.4958 | 15.8317 | 29.5733 | 12.4769 | 9.1018 | 12.8455 | 29.7519 | 12.333 | 8.9968 | 12.2476 | 29.9732 | 12.1836 | 8.8878 | 11.7826 | 30.2344 | 12.0127 | 8.7631 | 11.3421 | 30.5398 | 11.8476 | 8.6427 | 10.8687 | 30.7723 | 11.6979 | 8.5334 | 10.5126 | 30.9737 | 11.537 | 8.4161 | 10.2154 | 31.2221 | 11.2725 | 8.2231 | 9.8381 | 31.3933 | 11.1784 | 8.1545 | 9.3632 | 31.9505 | 10.4972 | 7.6576 | 7.4135 | 31.5456 | 11.0282 | 8.0449 | 9.0227 | 32.4773 | 9.8965 | 7.2193 | 3.7222 | 32.7095 | 9.8503 | 7.1856 | 1.0047 | 32.8421 | 9.5976 | 7.0013 | -1.074 | 29.2344 | 13.0171 | 9.4958 | 15.8317 | 29.5588 | 12.4381 | 9.0734 | 12.5448 | 29.7263 | 12.2922 | 8.967 | 11.9459 | 29.9385 | 12.1469 | 8.861 | 11.516 | 30.1874 | 11.9775 | 8.7374 | 11.1147 | 30.4724 | 11.8131 | 8.6175 | 10.6896 | 30.6641 | 11.6609 | 8.5065 | 10.3818 | 30.8487 | 11.4333 | 8.3404 | 10.1071 | 31.1103 | 11.3021 | 8.2447 | 9.1793 | 31.3115 | 11.0079 | 8.0301 | 8.134 | 31.9661 | 11.0651 | 8.0718 | 4.3605 | 31.4985 | 10.8886 | 7.9431 | 7.1771 | 32.4377 | 10.0596 | 7.3383 | 0.77108 | 32.6285 | 9.8718 | 7.2014 | -1.1866 | 32.6361 | 9.7507 | 7.113 | -0.74168
WESTGATE | LANCASTER | HEYSHAM | 343077 | 463204 | 23.1262 | 10.2783 | 7.4979 | 12.6562 | 23.5387 | 10.1157 | 7.3792 | 12.1682 | 23.8582 | 9.8639 | 7.1955 | 11.666 | 24.1776 | 9.5518 | 6.9679 | 10.9491 | 24.5041 | 9.2806 | 6.7701 | 10.5154 | 24.8121 | 8.9907 | 6.5586 | 9.9352 | 25.1529 | 8.6414 | 6.3038 | 9.106 | 25.5239 | 8.4685 | 6.1777 | 8.78 | 25.8838 | 8.244 | 6.0139 | 8.2491 | 26.1254 | 8.0563 | 5.877 | 7.7284 | 27.086 | 7.0421 | 5.1371 | 4.5338 | 26.3738 | 7.8672 | 5.739 | 7.1926 | 28.2173 | 5.0347 | 3.6728 | -3.0572 | 20.8165 | 3.3766 | 2.4632 | -10.2229 | 15.7729 | 2.5585 | 1.8664 | -12.8249 | 23.1329 | 10.2783 | 7.4979 | 12.6562 | 23.5778 | 10.1689 | 7.4181 | 12.1337 | 23.8037 | 10.0889 | 7.3597 | 12.0313 | 23.9905 | 9.9622 | 7.2673 | 11.665 | 24.1253 | 9.8728 | 7.2021 | 11.5622 | 24.2705 | 9.7707 | 7.1276 | 11.3621 | 24.464 | 9.5888 | 6.9949 | 10.8012 | 24.7258 | 9.4497 | 6.8934 | 10.4814 | 25.0234 | 9.3005 | 6.7846 | 9.8958 | 25.2105 | 9.218 | 6.7244 | 9.578 | 25.8994 | 8.8487 | 6.455 | 8.3909 | 25.389 | 9.1085 | 6.6445 | 9.2073 | 26.6282 | 8.334 | 6.0796 | 7.1619 | 27.0847 | 7.8407 | 5.7197 | 5.8394 | 27.3759 | 7.766 | 5.6652 | 6.3742 | 23.1262 | 10.2783 | 7.4979 | 12.6562 | 23.5515 | 10.148 | 7.4028 | 12.2341 | 23.8725 | 9.9597 | 7.2654 | 11.7888 | 24.1929 | 9.6343 | 7.0281 | 11.1644 | 24.523 | 9.4075 | 6.8626 | 10.8612 | 24.8338 | 9.1609 | 6.6828 | 10.4794 | 25.154 | 8.8533 | 6.4584 | 9.8906 | 25.5062 | 8.7089 | 6.3531 | 9.7433 | 25.8667 | 8.5109 | 6.2086 | 9.3187 | 26.0961 | 8.3223 | 6.071 | 8.8539 | 26.9971 | 7.6165 | 5.5561 | 7.1547 | 26.3289 | 8.1388 | 5.9371 | 8.3354 | 27.852 | 6.9021 | 5.035 | 5.523 | 28.4042 | 6.3881 | 4.66 | 4.0012 | 28.7334 | 6.2605 | 4.5669 | 4.6562 | 23.1234 | 10.2783 | 7.4979 | 12.6562 | 23.5468 | 10.0848 | 7.3567 | 12.224 | 23.8702 | 9.8389 | 7.1773 | 11.7825 | 24.224 | 9.4808 | 6.9161 | 11.1154 | 24.615 | 9.1401 | 6.6676 | 10.7326 | 25.0309 | 8.7514 | 6.384 | 10.2315 | 25.4521 | 8.2979 | 6.0532 | 9.531 | 25.8745 | 8.0994 | 5.9084 | 9.3474 | 26.3679 | 7.837 | 5.717 | 8.9302 | 26.821 | 7.5475 | 5.5058 | 8.462 | 28.4776 | 6.3656 | 4.6436 | 5.3887 | 27.1663 | 7.296 | 5.3224 | 7.9797 | 26.5648 | 4.3091 | 3.1434 | -2.1911 | 15.7328 | 2.552 | 1.8617 | -9.0515 | 10.7454 | 1.743 | 1.2715 | -11.4647 | 23.1234 | 10.2783 | 7.4979 | 12.6562 | 23.5233 | 10.1028 | 7.3698 | 12.2737 | 23.8216 | 9.8707 | 7.2005 | 11.8739 | 24.1593 | 9.4837 | 6.9182 | 11.2197 | 24.5654 | 9.1586 | 6.6811 | 10.8491 | 25.0202 | 8.8033 | 6.4219 | 10.3885 | 25.5106 | 8.4614 | 6.1725 | 9.7237 | 26.029 | 8.2602 | 6.0257 | 9.4099 | 26.7294 | 7.7759 | 5.6724 | 7.815 | 27.2634 | 7.2704 | 5.3036 | 6.1023 | 28.9038 | 5.46 | 3.983 | -0.44248 | 27.7075 | 6.7249 | 4.9058 | 4.3359 | 20.3222 | 3.2965 | 2.4047 | -7.5108 | 11.767 | 1.9087 | 1.3924 | -12.7341 | 12.9404 | 2.0991 | 1.5312 | -10.4885
WESTHOUGHTON | WESTHOUGHTON | KEARSLEY | 365831 | 407025 | 25.8295 | 11.6939 | 8.4047 | 10.0849 | 26.0829 | 11.0078 | 7.9115 | 8.6047 | 26.2116 | 6.747 | 4.8492 | 7.6733 | 16.0401 | 2.6409 | 1.898 | 7.7207 | 2.6844 | 0.44197 | 0.31765 | 2.6844 | 2.6844 | 0.44197 | 0.31765 | 2.6844 | 2.6844 | 0.44197 | 0.31765 | 2.6844 | 2.6844 | 0.44197 | 0.31765 | 2.6844 | 2.6844 | 0.44197 | 0.31765 | 2.6844 | 2.6844 | 0.44197 | 0.31765 | 2.6844 | 2.6844 | 0.44197 | 0.31765 | 1.0404 | 2.6844 | 0.44197 | 0.31765 | 2.6844 | 2.6844 | 0.44197 | 0.31765 | -6.9357 | 30.0145 | 4.9417 | 3.5517 | -13.6191 | 30.853 | 5.1503 | 3.7016 | -18.4504 | 25.7945 | 11.6939 | 8.4047 | 10.0849 | 26.0913 | 11.2557 | 8.0897 | 8.9853 | 26.1475 | 8.7026 | 6.2547 | 8.4643 | 26.2396 | 6.2747 | 4.5097 | 8.7049 | 22.6775 | 3.7337 | 2.6835 | 8.2582 | 7.5691 | 1.2462 | 0.89567 | 7.5691 | 2.6844 | 0.44197 | 0.31765 | 2.6844 | 2.6844 | 0.44197 | 0.31765 | 2.6844 | 2.6844 | 0.44197 | 0.31765 | 2.6844 | 2.6844 | 0.44197 | 0.31765 | 2.6844 | 2.6844 | 0.44197 | 0.31765 | 2.6844 | 2.6844 | 0.44197 | 0.31765 | 2.6844 | 3.2407 | 0.53355 | 0.38347 | 2.8857 | 26.1376 | 4.3033 | 3.0929 | 1.8726 | 28.7603 | 5.4229 | 3.8975 | 1.2889 | 25.8295 | 11.6939 | 8.4047 | 10.0849 | 26.0837 | 11.2434 | 8.0808 | 8.9853 | 26.2129 | 8.6118 | 6.1894 | 8.1614 | 26.3854 | 6.1082 | 4.3901 | 8.2554 | 21.2936 | 3.5058 | 2.5197 | 7.6836 | 5.814 | 0.95722 | 0.68798 | 5.814 | 2.6844 | 0.44197 | 0.31765 | 2.6844 | 2.6844 | 0.44197 | 0.31765 | 2.6844 | 2.6844 | 0.44197 | 0.31765 | 2.6844 | 2.6844 | 0.44197 | 0.31765 | 2.6844 | 2.6844 | 0.44197 | 0.31765 | 2.6844 | 2.6844 | 0.44197 | 0.31765 | 2.6844 | 9.0056 | 1.4827 | 1.0656 | 2.0756 | 29.8761 | 7.6901 | 5.527 | 0.94623 | 30.2826 | 8.7572 | 6.294 | 0.50013 | 25.837 | 11.6939 | 8.4047 | 10.0849 | 26.0886 | 11.1028 | 7.9798 | 8.4357 | 26.2327 | 8.4457 | 6.0701 | 7.542 | 26.4398 | 5.9187 | 4.2539 | 7.6326 | 19.9045 | 3.2771 | 2.3553 | 7.0219 | 4.169 | 0.6864 | 0.49333 | 4.169 | 2.6844 | 0.44197 | 0.31765 | 2.6844 | 2.6844 | 0.44197 | 0.31765 | 2.6844 | 2.6844 | 0.44197 | 0.31765 | 2.6844 | 2.6844 | 0.44197 | 0.31765 | 2.6844 | 2.6844 | 0.44197 | 0.31765 | 1.8592 | 2.6844 | 0.44197 | 0.31765 | 2.6844 | 2.6844 | 0.44197 | 0.31765 | -5.8992 | 27.6586 | 4.5538 | 3.2729 | -12.3227 | 29.4458 | 4.848 | 3.4844 | -16.7159 | 25.837 | 11.6939 | 8.4047 | 10.0849 | 26.0624 | 11.3263 | 8.1404 | 8.4043 | 26.176 | 11.1297 | 7.9991 | 7.5724 | 26.36 | 11.0352 | 7.9312 | 7.726 | 26.5951 | 10.8197 | 7.7763 | 7.1729 | 26.8764 | 10.6392 | 7.6466 | 6.8364 | 27.2064 | 10.4536 | 7.5132 | 6.584 | 27.587 | 10.1555 | 7.299 | 5.9012 | 28.1126 | 9.6788 | 6.9563 | 4.1911 | 28.5584 | 9.4126 | 6.7651 | 2.5433 | 30.2385 | 8.1167 | 5.8337 | -4.3358 | 28.9981 | 9.0194 | 6.4824 | 0.84903 | 31.8391 | 6.259 | 4.4985 | -11.4613 | 31.3213 | 5.1568 | 3.7063 | -15.9284 | 30.6478 | 5.0459 | 3.6266 | -15.3249
WESTLINTON | CARLISLE | HARKER / HUTTON | 339551 | 564489 | 17.1444 | 17.1444 | 16.4685 | 10.6704 | 17.2356 | 17.2356 | 15.7973 | 5.4103 | 17.3182 | 17.3182 | 15.5862 | 3.9767 | 17.4044 | 17.4044 | 15.5946 | 4.387 | 17.4777 | 17.4777 | 15.4949 | 3.9936 | 17.5709 | 17.5709 | 15.4042 | 3.6774 | 17.6724 | 17.6724 | 15.3525 | 3.6385 | 17.8138 | 17.8138 | 15.2644 | 3.2291 | 17.9729 | 17.9729 | 15.1997 | 2.9954 | 18.1609 | 18.1609 | 15.1233 | 2.6753 | 19.3442 | 19.3442 | 14.7947 | 1.1999 | 18.3953 | 18.3953 | 15.0698 | 2.4692 | 20.6423 | 19.8638 | 14.2765 | -1.4798 | 21.6885 | 19.2011 | 13.8002 | -4.362 | 22.8035 | 18.2479 | 13.1151 | -7.8177 | 17.1434 | 17.1434 | 16.4685 | 10.6704 | 17.2518 | 17.2518 | 16.3533 | 9.8809 | 17.3141 | 17.3141 | 16.3064 | 9.6346 | 17.3641 | 17.3641 | 16.3291 | 9.9737 | 17.4006 | 17.4006 | 16.2873 | 9.8497 | 17.4406 | 17.4406 | 16.2569 | 9.8042 | 17.4991 | 17.4991 | 16.2396 | 9.8516 | 17.575 | 17.575 | 16.1944 | 9.6287 | 17.6897 | 17.6897 | 16.154 | 9.4477 | 17.7884 | 17.7884 | 16.1245 | 9.3101 | 18.5063 | 18.5063 | 15.9792 | 8.5703 | 17.9217 | 17.9217 | 16.1034 | 9.231 | 19.6102 | 19.6102 | 15.6998 | 7.0015 | 20.4299 | 20.4299 | 15.4838 | 5.0217 | 21.1573 | 21.1573 | 15.2156 | 2.9739 | 17.1444 | 17.1444 | 16.4685 | 10.6704 | 17.2399 | 17.2399 | 16.2729 | 9.3102 | 17.3246 | 17.3246 | 16.1704 | 8.7477 | 17.4131 | 17.4131 | 16.1615 | 8.9992 | 17.5072 | 17.5072 | 16.0835 | 8.7523 | 17.6115 | 17.6115 | 16.0179 | 8.595 | 17.7214 | 17.7214 | 15.9797 | 8.6214 | 17.8425 | 17.8425 | 15.9174 | 8.3858 | 18.0048 | 18.0048 | 15.8516 | 8.1348 | 18.1737 | 18.1737 | 15.7762 | 7.823 | 19.1024 | 19.1024 | 15.4895 | 6.5987 | 18.369 | 18.369 | 15.7186 | 7.5857 | 20.0708 | 20.0708 | 15.15 | 5.0292 | 20.885 | 20.5906 | 14.7989 | 3.0362 | 21.5438 | 19.9405 | 14.3316 | 1.3071 | 17.1449 | 17.1449 | 16.4685 | 10.6704 | 17.2359 | 17.2359 | 15.5405 | 4.0854 | 17.3255 | 17.3255 | 15.274 | 2.3894 | 17.4295 | 17.4295 | 15.2903 | 2.8972 | 17.5589 | 17.5589 | 15.1711 | 2.4909 | 17.7917 | 17.7917 | 15.0614 | 2.1326 | 18.074 | 18.074 | 14.9883 | 2.0742 | 18.3962 | 18.3962 | 14.8663 | 1.6062 | 18.7774 | 18.7774 | 14.7664 | 1.304 | 19.1384 | 19.1384 | 14.6463 | 0.85179 | 20.7461 | 19.5442 | 14.0468 | -1.9654 | 19.4796 | 19.4796 | 14.5467 | 0.49401 | 22.8896 | 18.0874 | 12.9998 | -7.5599 | 24.2679 | 16.7851 | 12.0638 | -11.2844 | 24.927 | 15.3648 | 11.043 | -13.1959 | 17.1449 | 17.1449 | 16.4685 | 10.6704 | 17.2429 | 17.2429 | 15.4163 | 3.1749 | 17.3407 | 17.3407 | 15.1222 | 1.2757 | 17.4874 | 17.4874 | 15.1316 | 1.7786 | 17.7516 | 17.7516 | 14.9966 | 1.261 | 18.122 | 18.122 | 14.8722 | 0.83219 | 18.5564 | 18.5564 | 14.7919 | 0.70246 | 18.8851 | 18.8851 | 14.658 | 0.084363 | 19.3157 | 19.3157 | 14.522 | -0.52616 | 19.7545 | 19.7545 | 14.3662 | -1.2919 | 21.6649 | 18.9831 | 13.6435 | -5.6293 | 20.2156 | 19.8066 | 14.2354 | -1.962 | 23.6991 | 17.4213 | 12.521 | -10.8846 | 24.6577 | 16.5752 | 11.9129 | -13.4266 | 24.8903 | 15.2927 | 10.9912 | -14.0275
WHALLEY | PADIHAM | PADIHAM | 373376 | 436176 | 26.7949 | 13.3049 | 9.5625 | 15.4419 | 26.9153 | 13.1803 | 9.4729 | 14.6725 | 27.0668 | 13.1206 | 9.4301 | 14.0778 | 27.2558 | 13.0317 | 9.3661 | 13.4019 | 27.4115 | 12.8342 | 9.2242 | 12.7321 | 27.5763 | 12.661 | 9.0997 | 12.0826 | 27.7566 | 12.4629 | 8.9573 | 11.3854 | 27.9534 | 12.2033 | 8.7708 | 10.7729 | 28.1821 | 12.0306 | 8.6467 | 10.1535 | 28.3565 | 11.8805 | 8.5387 | 9.5645 | 28.9947 | 11.2179 | 8.0625 | 6.9676 | 28.5249 | 11.7971 | 8.4788 | 9.0544 | 29.6223 | 9.9023 | 7.117 | 2.686 | 30.0007 | 10.366 | 7.4503 | -0.033769 | 30.2572 | 10.0089 | 7.1936 | -2.4001 | 26.7685 | 13.3049 | 9.5625 | 15.4419 | 26.8891 | 13.1981 | 9.4857 | 14.8221 | 26.9134 | 13.1729 | 9.4676 | 14.6958 | 26.9758 | 13.1637 | 9.461 | 14.3998 | 27.0311 | 13.0969 | 9.413 | 14.1159 | 27.0821 | 13.0864 | 9.4055 | 13.8928 | 27.1664 | 13.0351 | 9.3686 | 13.5239 | 27.2876 | 12.9109 | 9.2793 | 13.0316 | 27.4291 | 12.8237 | 9.2167 | 12.4855 | 27.5103 | 12.7175 | 9.1403 | 12.0888 | 27.8261 | 12.3546 | 8.8795 | 10.6218 | 27.5897 | 12.5956 | 9.0527 | 11.7151 | 28.1671 | 12.0149 | 8.6353 | 9.0927 | 28.4195 | 12.5952 | 9.0524 | 8.1935 | 28.6131 | 13.204 | 9.49 | 7.57 | 26.7949 | 13.3049 | 9.5625 | 15.4419 | 26.9156 | 13.2166 | 9.499 | 14.8275 | 27.0672 | 13.2036 | 9.4897 | 14.3316 | 27.2563 | 13.0853 | 9.4047 | 13.7554 | 27.4132 | 12.9883 | 9.3349 | 13.2317 | 27.5786 | 12.8155 | 9.2107 | 12.7878 | 27.7595 | 12.634 | 9.0803 | 12.3282 | 27.9551 | 12.4407 | 8.9414 | 11.8957 | 28.184 | 12.308 | 8.846 | 11.3336 | 28.3573 | 12.0843 | 8.6852 | 10.732 | 28.9805 | 11.5259 | 8.2839 | 8.5703 | 28.5234 | 11.9799 | 8.6102 | 10.1559 | 29.5484 | 10.7601 | 7.7335 | 6.6403 | 29.8968 | 11.5356 | 8.2909 | 5.685 | 30.0942 | 11.5272 | 8.2848 | 5.3674 | 26.8044 | 13.3049 | 9.5625 | 15.4419 | 26.9293 | 13.2082 | 9.493 | 14.6509 | 27.101 | 13.1086 | 9.4214 | 14.098 | 27.3133 | 13.0232 | 9.36 | 13.4601 | 27.5257 | 12.5144 | 8.9943 | 12.8365 | 27.7618 | 12.3265 | 8.8593 | 12.266 | 28.0236 | 11.9809 | 8.6109 | 11.6679 | 28.302 | 11.5876 | 8.3282 | 11.173 | 28.6328 | 11.233 | 8.0734 | 10.6286 | 28.8702 | 10.8611 | 7.8061 | 10.0756 | 29.7914 | 9.8802 | 7.1011 | 7.6424 | 29.0888 | 10.5389 | 7.5745 | 9.6037 | 30.6507 | 8.941 | 6.4261 | 3.7389 | 31.053 | 9.5097 | 6.8348 | 1.3181 | 31.276 | 9.3081 | 6.6899 | -0.77109 | 26.8044 | 13.3049 | 9.5625 | 15.4419 | 26.9186 | 13.2084 | 9.4931 | 14.649 | 27.0803 | 13.1323 | 9.4385 | 14.0969 | 27.2713 | 13.0583 | 9.3852 | 13.4722 | 27.4748 | 12.7973 | 9.1977 | 12.8782 | 27.7003 | 12.5214 | 8.9994 | 12.3725 | 27.9536 | 12.352 | 8.8776 | 11.8451 | 28.2145 | 12.239 | 8.7964 | 11.4023 | 28.5879 | 11.9818 | 8.6115 | 10.4917 | 28.8784 | 11.7279 | 8.4291 | 9.482 | 29.8952 | 11.2166 | 8.0616 | 5.6936 | 29.153 | 11.4402 | 8.2223 | 8.4996 | 30.6781 | 9.9985 | 7.1861 | 2.2594 | 30.9944 | 10.0398 | 7.2158 | 0.51193 | 31.0685 | 9.9039 | 7.1181 | 0.57365
WHALLEY RANGE | WEST DIDSBURY | SOUTH MANCHESTER | 382923 | 394645 | 35.7944 | 9.4265 | 6.8765 | 14.9294 | 36.0977 | 9.2131 | 6.7208 | 14.1188 | 36.2799 | 9.1139 | 6.6484 | 13.6822 | 36.4771 | 8.9395 | 6.5212 | 13.0414 | 36.681 | 8.747 | 6.3808 | 12.4367 | 36.9009 | 8.5195 | 6.2148 | 11.7197 | 37.1115 | 8.3647 | 6.1019 | 11.1468 | 37.3406 | 8.1976 | 5.98 | 10.5971 | 37.6361 | 8.0069 | 5.8409 | 9.9879 | 37.8718 | 7.8283 | 5.7106 | 9.3741 | 38.4658 | 6.9332 | 5.0576 | 6.4022 | 38.0958 | 7.6697 | 5.595 | 8.9594 | 32.3308 | 5.2444 | 3.8257 | -0.44361 | 24.2468 | 3.9331 | 2.8691 | -5.6563 | 19.1564 | 3.1074 | 2.2668 | -9.304 | 35.7984 | 9.4265 | 6.8765 | 14.9294 | 36.1136 | 9.2586 | 6.754 | 14.1501 | 36.2082 | 9.2464 | 6.7451 | 14.1484 | 36.3318 | 9.1485 | 6.6737 | 13.8685 | 36.4211 | 9.0865 | 6.6285 | 13.6099 | 36.5136 | 8.9914 | 6.5591 | 13.2758 | 36.6351 | 8.901 | 6.4932 | 12.9737 | 36.788 | 8.7797 | 6.4046 | 12.4451 | 36.9594 | 8.635 | 6.2991 | 11.8213 | 37.0548 | 8.5572 | 6.2423 | 11.4636 | 37.4315 | 8.2593 | 6.025 | 10.3554 | 37.1454 | 8.4817 | 6.1873 | 11.1902 | 37.8 | 7.9299 | 5.7847 | 9.3857 | 37.885 | 7.7719 | 5.6695 | 8.936 | 37.925 | 7.5856 | 5.5336 | 8.7242 | 35.7944 | 9.4265 | 6.8765 | 14.9294 | 36.0977 | 9.2485 | 6.7466 | 14.2478 | 36.2799 | 9.1613 | 6.683 | 13.8938 | 36.4771 | 9.0327 | 6.5893 | 13.3636 | 36.681 | 8.8658 | 6.4675 | 12.9227 | 36.9009 | 8.666 | 6.3217 | 12.414 | 37.1115 | 8.5455 | 6.2338 | 12.0452 | 37.3406 | 8.4176 | 6.1406 | 11.6899 | 37.6361 | 8.2566 | 6.0231 | 11.2292 | 37.8718 | 8.0888 | 5.9006 | 10.7083 | 38.4658 | 7.4464 | 5.4321 | 9.1071 | 38.0958 | 7.9329 | 5.7869 | 10.3221 | 38.8783 | 6.678 | 4.8715 | 7.6951 | 38.2293 | 6.2012 | 4.5237 | 7.0253 | 37.7085 | 6.1167 | 4.462 | 6.8623 | 35.7936 | 9.4265 | 6.8765 | 14.9294 | 36.103 | 9.195 | 6.7076 | 14.1439 | 36.2944 | 9.1066 | 6.6431 | 13.7635 | 36.5227 | 8.9157 | 6.5039 | 13.1695 | 36.7717 | 8.6583 | 6.3161 | 12.622 | 37.0304 | 8.4684 | 6.1776 | 11.9898 | 37.302 | 8.2742 | 6.0359 | 11.5133 | 37.5789 | 8.09 | 5.9015 | 11.1228 | 37.9361 | 7.8651 | 5.7375 | 10.6281 | 38.2121 | 7.6183 | 5.5574 | 10.0496 | 38.9737 | 6.5097 | 4.7488 | 7.2765 | 38.4537 | 7.4119 | 5.4069 | 9.6718 | 29.4037 | 4.7696 | 3.4793 | 1.1348 | 21.8276 | 3.5407 | 2.5829 | -3.7362 | 16.0799 | 2.6083 | 1.9027 | -7.0916 | 35.7936 | 9.4265 | 6.8765 | 14.9294 | 36.0814 | 9.2139 | 6.7214 | 14.1866 | 36.2487 | 9.1548 | 6.6783 | 13.8613 | 36.4547 | 8.9385 | 6.5205 | 13.3141 | 36.6805 | 8.7251 | 6.3648 | 12.8111 | 36.9155 | 8.5017 | 6.2019 | 12.244 | 37.1645 | 8.3204 | 6.0696 | 11.8365 | 37.4352 | 8.087 | 5.8993 | 11.3945 | 37.9287 | 7.6614 | 5.5889 | 9.9037 | 38.1859 | 7.2129 | 5.2617 | 8.2812 | 33.7445 | 5.4737 | 3.993 | 2.2714 | 38.4247 | 6.7872 | 4.9512 | 6.7862 | 23.3041 | 3.7801 | 2.7576 | -3.708 | 17.7711 | 2.8826 | 2.1028 | -7.0005 | 17.051 | 2.7658 | 2.0176 | -5.9866
WHASSET | KENDAL (PARKSIDE RD) | HARKER / HUTTON | 350648 | 481468 | 21.3705 | 21.3705 | 15.3808 | 7.5654 | 21.5342 | 21.3854 | 15.3701 | 7.6831 | 21.6355 | 21.2725 | 15.289 | 7.2937 | 21.7356 | 21.158 | 15.2067 | 7.0775 | 21.8396 | 20.9631 | 15.0666 | 6.4321 | 24.5435 | 20.3664 | 14.6377 | 3.4049 | 24.5149 | 20.2756 | 14.5725 | 3.3507 | 26.6342 | 19.7656 | 14.2059 | 0.76137 | 26.4998 | 19.6944 | 14.1547 | 0.75639 | 26.535 | 19.5864 | 14.0771 | 0.55188 | 26.8163 | 19.0693 | 13.7055 | -0.66242 | 26.5727 | 19.5175 | 14.0276 | 0.52453 | 27.1365 | 18.2118 | 13.0892 | -3.3251 | 26.9301 | 17.5907 | 12.6428 | -4.6998 | 27.0068 | 16.959 | 12.1888 | -5.89 | 21.3729 | 21.3729 | 15.3808 | 7.5654 | 21.5494 | 21.4239 | 15.3978 | 7.804 | 21.6266 | 21.4287 | 15.4012 | 7.9045 | 21.7152 | 21.4258 | 15.3991 | 8.0581 | 21.8183 | 21.3778 | 15.3647 | 7.9769 | 21.9369 | 21.3447 | 15.3409 | 7.9836 | 22.0797 | 21.3182 | 15.3218 | 8.0159 | 22.2502 | 21.2433 | 15.268 | 7.7861 | 22.3698 | 21.1688 | 15.2144 | 7.5651 | 22.4127 | 21.1163 | 15.1767 | 7.4169 | 22.6304 | 20.927 | 15.0407 | 6.9499 | 22.4599 | 21.0734 | 15.1459 | 7.3228 | 22.919 | 20.6621 | 14.8502 | 6.3042 | 23.1893 | 20.4113 | 14.67 | 5.7815 | 23.4109 | 20.2353 | 14.5435 | 5.6368 | 21.3705 | 21.3705 | 15.3808 | 7.5654 | 21.5344 | 21.4224 | 15.3967 | 7.8288 | 21.6358 | 21.322 | 15.3246 | 7.4977 | 21.736 | 21.2198 | 15.2511 | 7.347 | 21.8412 | 21.0466 | 15.1266 | 6.8051 | 24.5457 | 20.4803 | 14.7196 | 3.9164 | 24.5176 | 20.4203 | 14.6765 | 4.0136 | 26.6358 | 19.9372 | 14.3292 | 1.5533 | 26.5016 | 19.872 | 14.2824 | 1.5809 | 26.5357 | 19.7625 | 14.2037 | 1.3737 | 26.8029 | 19.3284 | 13.8917 | 0.61891 | 26.5712 | 19.6885 | 14.1505 | 1.3269 | 27.0664 | 18.7867 | 13.5024 | -0.32829 | 26.8315 | 18.3465 | 13.186 | -0.52355 | 26.8523 | 17.8137 | 12.803 | -0.28247 | 21.3701 | 21.3701 | 15.3808 | 7.5654 | 21.5396 | 21.3681 | 15.3577 | 7.6652 | 21.6464 | 21.25 | 15.2728 | 7.2962 | 21.7642 | 21.1193 | 15.1789 | 7.1013 | 21.8932 | 20.8877 | 15.0124 | 6.472 | 24.4755 | 20.2936 | 14.5854 | 3.6144 | 24.4619 | 20.1668 | 14.4943 | 3.5864 | 26.441 | 19.6397 | 14.1154 | 1.1882 | 26.3184 | 19.5174 | 14.0276 | 1.1957 | 26.3605 | 19.3548 | 13.9107 | 1.0152 | 28.5185 | 18.2766 | 13.1358 | -1.8172 | 26.4025 | 19.2291 | 13.8203 | 1.0256 | 29.1045 | 17.4226 | 12.522 | -3.9292 | 28.9519 | 16.6368 | 11.9572 | -4.9462 | 29.0578 | 15.1549 | 10.8921 | -5.7021 | 21.3701 | 21.3701 | 15.3808 | 7.5654 | 21.5258 | 21.3712 | 15.3599 | 7.6537 | 21.6186 | 21.2544 | 15.2759 | 7.2819 | 21.7248 | 21.11 | 15.1722 | 7.075 | 24.2661 | 20.4626 | 14.7069 | 3.9506 | 26.68 | 19.8949 | 14.2988 | 1.2769 | 26.5153 | 19.801 | 14.2313 | 1.4406 | 26.3734 | 19.6492 | 14.1223 | 1.235 | 26.2973 | 19.4751 | 13.9971 | 0.99027 | 26.5511 | 19.2039 | 13.8022 | 0.29836 | 27.3947 | 18.3186 | 13.1659 | -1.946 | 26.6514 | 19.0628 | 13.7008 | 0.059666 | 27.8746 | 17.3399 | 12.4625 | -3.732 | 27.7839 | 16.6805 | 11.9886 | -4.4216 | 27.6277 | 15.4326 | 11.0917 | -3.6963
WHITTLE LE WOODS | LEYLAND | PENWORTHAM WEST / STANAH | 357874 | 421203 | 23.7521 | 15.6567 | 11.2528 | 11.4387 | 23.9399 | 15.2499 | 10.9604 | 9.8756 | 24.0602 | 14.9958 | 10.7778 | 9.2544 | 24.2152 | 14.7445 | 10.5971 | 8.9146 | 24.3787 | 14.4866 | 10.4118 | 8.4188 | 24.5592 | 14.2191 | 10.2195 | 7.9954 | 24.7599 | 13.9547 | 10.0295 | 7.5647 | 24.9743 | 13.9382 | 10.0176 | 7.1044 | 25.1652 | 13.8826 | 9.9777 | 6.6902 | 25.3091 | 13.8008 | 9.9189 | 6.2936 | 25.8098 | 13.2348 | 9.5121 | 4.0635 | 25.445 | 13.713 | 9.8558 | 5.9175 | 26.2764 | 12.1751 | 8.7504 | -0.59718 | 26.5469 | 11.3267 | 8.1407 | -4.2396 | 26.723 | 10.5872 | 7.6092 | -7.1085 | 23.723 | 15.6567 | 11.2528 | 11.4387 | 23.9327 | 15.4358 | 11.094 | 10.5123 | 23.9789 | 15.3495 | 11.032 | 10.2123 | 24.059 | 15.2453 | 10.9571 | 9.9867 | 24.1394 | 15.1106 | 10.8603 | 9.6007 | 24.2223 | 14.9894 | 10.7732 | 9.2882 | 24.3284 | 14.8601 | 10.6802 | 8.9068 | 24.4611 | 14.7182 | 10.5783 | 8.3734 | 24.6075 | 14.5758 | 10.4759 | 7.8645 | 24.6914 | 14.4646 | 10.396 | 7.5179 | 24.9402 | 14.05 | 10.098 | 6.2068 | 24.7624 | 14.3621 | 10.3223 | 7.1679 | 25.1945 | 13.5065 | 9.7074 | 4.9152 | 25.3804 | 13.5486 | 9.7377 | 4.1615 | 25.527 | 13.3852 | 9.6202 | 3.569 | 23.7521 | 15.6567 | 11.2528 | 11.4387 | 23.94 | 15.373 | 11.0489 | 10.4712 | 24.0604 | 15.1466 | 10.8862 | 10.0179 | 24.2154 | 14.9021 | 10.7104 | 9.7178 | 24.3794 | 14.6455 | 10.526 | 9.295 | 24.5601 | 14.3851 | 10.3389 | 8.9739 | 24.761 | 14.1747 | 10.1876 | 8.6628 | 24.9749 | 14.175 | 10.1878 | 8.2962 | 25.1658 | 14.1239 | 10.1512 | 7.9292 | 25.3094 | 14.0445 | 10.0941 | 7.5427 | 25.8047 | 13.6279 | 9.7946 | 6.0837 | 25.4444 | 13.9549 | 10.0297 | 7.1539 | 26.25 | 13.2111 | 9.4951 | 4.6835 | 26.5126 | 12.918 | 9.2845 | 3.9026 | 26.6692 | 12.634 | 9.0803 | 3.4323 | 23.7576 | 15.6567 | 11.2528 | 11.4387 | 23.9543 | 15.1355 | 10.8782 | 9.6025 | 24.0993 | 14.857 | 10.678 | 8.955 | 24.2907 | 14.5669 | 10.4695 | 8.639 | 24.5105 | 14.3025 | 10.2795 | 8.1725 | 24.759 | 14.2169 | 10.218 | 7.8128 | 24.9836 | 14.0611 | 10.106 | 7.4739 | 25.1977 | 13.9351 | 10.0154 | 7.1271 | 25.4581 | 13.8074 | 9.9237 | 6.8074 | 25.6401 | 13.657 | 9.8155 | 6.4732 | 26.3307 | 12.8202 | 9.2142 | 4.4499 | 25.8051 | 13.5031 | 9.705 | 6.1647 | 27.117 | 11.583 | 8.3249 | 0.015273 | 27.4889 | 10.7077 | 7.6958 | -3.4484 | 27.7234 | 9.9792 | 7.1723 | -6.1563 | 23.7576 | 15.6567 | 11.2528 | 11.4387 | 23.9412 | 15.1209 | 10.8677 | 9.4979 | 24.0752 | 14.8417 | 10.667 | 8.8636 | 24.256 | 14.5015 | 10.4225 | 8.5895 | 24.4657 | 14.3951 | 10.346 | 8.1685 | 24.671 | 14.3502 | 10.3138 | 7.8656 | 24.8888 | 14.2593 | 10.2484 | 7.581 | 25.1187 | 14.1273 | 10.1535 | 7.1844 | 25.4369 | 13.8507 | 9.9548 | 6.239 | 25.697 | 13.5706 | 9.7535 | 5.2324 | 26.5075 | 12.517 | 8.9962 | 1.3045 | 25.945 | 13.3038 | 9.5617 | 4.2205 | 27.1356 | 11.3106 | 8.1292 | -2.799 | 27.4358 | 10.6177 | 7.6311 | -5.2824 | 27.5153 | 10.3976 | 7.473 | -5.3353
WHITWORTH | ROCHDALE CENTRAL | ROCHDALE | 388779 | 419157 | 9.8943 | 4.3442 | 3.169 | 6.6711 | 9.9571 | 4.3281 | 3.1573 | 6.5638 | 10.0035 | 4.3356 | 3.1628 | 6.5208 | 10.059 | 4.3161 | 3.1486 | 6.4467 | 10.1234 | 4.2645 | 3.1109 | 6.2745 | 10.1997 | 4.1951 | 3.0602 | 6.1315 | 10.2877 | 4.1409 | 3.0208 | 6.0514 | 10.387 | 4.0626 | 2.9636 | 5.9066 | 10.5011 | 3.9496 | 2.8812 | 5.7859 | 10.5841 | 3.8004 | 2.7723 | 5.6396 | 10.845 | 3.2556 | 2.3749 | 4.9638 | 10.6628 | 3.7734 | 2.7527 | 5.5213 | 10.9895 | 3.5869 | 2.6166 | 3.6877 | 11.0623 | 3.3432 | 2.4388 | 2.7452 | 11.1008 | 2.9228 | 2.1321 | 2.0786 | 9.8873 | 4.3442 | 3.169 | 6.6711 | 9.9445 | 4.3274 | 3.1568 | 6.5598 | 9.9648 | 4.3467 | 3.1709 | 6.5843 | 9.9895 | 4.3382 | 3.1646 | 6.5446 | 10.017 | 4.3165 | 3.1488 | 6.4574 | 10.0481 | 4.2861 | 3.1266 | 6.3454 | 10.0847 | 4.255 | 3.1039 | 6.212 | 10.1279 | 4.2255 | 3.0825 | 6.0437 | 10.172 | 4.1872 | 3.0545 | 5.8327 | 10.2048 | 4.1695 | 3.0416 | 5.7376 | 10.3274 | 4.0716 | 2.9702 | 5.3188 | 10.2362 | 4.1458 | 3.0243 | 5.6279 | 10.457 | 3.7969 | 2.7698 | 4.9388 | 10.5489 | 3.2654 | 2.3821 | 4.7438 | 10.6212 | 3.7185 | 2.7126 | 4.6219 | 9.8943 | 4.3442 | 3.169 | 6.6711 | 9.9571 | 4.3248 | 3.1548 | 6.5701 | 10.0035 | 4.326 | 3.1558 | 6.5356 | 10.059 | 4.2957 | 3.1336 | 6.4611 | 10.1234 | 4.2399 | 3.093 | 6.3071 | 10.1997 | 4.1907 | 3.0571 | 6.1828 | 10.2877 | 4.1496 | 3.0271 | 6.1301 | 10.387 | 4.0727 | 2.971 | 6.0027 | 10.5011 | 3.9543 | 2.8846 | 5.8897 | 10.5841 | 3.8201 | 2.7867 | 5.7457 | 10.845 | 3.2386 | 2.3625 | 5.2906 | 10.6628 | 3.7837 | 2.7601 | 5.6251 | 10.9895 | 3.8713 | 2.824 | 4.8654 | 11.0623 | 3.7567 | 2.7404 | 4.6606 | 11.1008 | 3.5101 | 2.5606 | 4.5593 | 9.8969 | 4.3442 | 3.169 | 6.6711 | 9.9638 | 4.3206 | 3.1518 | 6.5695 | 10.0211 | 4.3129 | 3.1462 | 6.5306 | 10.095 | 4.2682 | 3.1136 | 6.4554 | 10.1868 | 4.095 | 2.9872 | 6.28 | 10.2941 | 3.9355 | 2.8709 | 6.1382 | 10.4147 | 3.879 | 2.8296 | 6.1241 | 10.544 | 3.5799 | 2.6115 | 5.9557 | 10.7067 | 3.5417 | 2.5836 | 5.816 | 10.7974 | 3.7847 | 2.7609 | 5.6964 | 11.0388 | 3.7817 | 2.7587 | 5.123 | 10.8627 | 3.867 | 2.8209 | 5.6638 | 11.2417 | 3.3657 | 2.4552 | 3.9335 | 11.343 | 2.9436 | 2.1473 | 3.0923 | 11.403 | 2.7 | 1.9696 | 2.5103 | 9.8969 | 4.3442 | 3.169 | 6.6711 | 9.9607 | 4.3259 | 3.1557 | 6.5772 | 10.0152 | 4.2681 | 3.1135 | 6.5448 | 10.087 | 4.1483 | 3.0261 | 6.4741 | 10.1763 | 4.0486 | 2.9534 | 6.3052 | 10.28 | 3.9117 | 2.8535 | 6.173 | 10.397 | 3.5886 | 2.6179 | 6.1666 | 10.5338 | 3.7187 | 2.7128 | 5.9753 | 10.6923 | 3.9103 | 2.8525 | 5.6694 | 10.7735 | 3.9882 | 2.9093 | 5.3608 | 11.0409 | 3.7676 | 2.7484 | 4.3394 | 10.8487 | 3.9801 | 2.9035 | 5.1446 | 11.2365 | 3.184 | 2.3227 | 3.2335 | 11.3216 | 2.8902 | 2.1083 | 2.638 | 11.3436 | 2.7288 | 1.9906 | 2.7054
WIGTON | CARLISLE | HARKER / HUTTON | 325814 | 549933 | 7.7655 | 7.7655 | 7.7655 | 6.9312 | 8.0216 | 8.0216 | 8.0216 | 6.2407 | 8.2504 | 8.2504 | 8.2504 | 5.6485 | 8.5216 | 8.5216 | 8.5216 | 5.0528 | 8.7975 | 8.7975 | 8.7975 | 4.3526 | 9.0268 | 9.0268 | 9.0268 | 3.6247 | 9.2925 | 9.2925 | 9.2925 | 3.1134 | 9.5914 | 9.5914 | 9.5914 | 2.3943 | 11.9041 | 11.9041 | 11.9041 | -0.44648 | 12.0542 | 12.0542 | 12.0542 | -0.96556 | 12.7935 | 12.7935 | 12.7935 | -3.1938 | 12.2121 | 12.2121 | 12.2121 | -1.2409 | 14.6286 | 14.6286 | 14.6286 | -7.9755 | 15.1222 | 15.1222 | 15.1222 | -10.3398 | 15.2734 | 15.2734 | 15.2734 | -12.0259 | 7.7553 | 7.7553 | 7.7553 | 6.9312 | 8.0073 | 8.0073 | 8.0073 | 6.4909 | 8.0467 | 8.0467 | 8.0467 | 6.4304 | 8.1452 | 8.1452 | 8.1452 | 6.2822 | 8.2402 | 8.2402 | 8.2402 | 6.0648 | 8.3371 | 8.3371 | 8.3371 | 5.9036 | 8.4764 | 8.4764 | 8.4764 | 5.8141 | 8.6493 | 8.6493 | 8.6493 | 5.3527 | 8.8333 | 8.8333 | 8.8333 | 4.7664 | 8.9485 | 8.9485 | 8.9485 | 4.5209 | 9.4359 | 9.4359 | 9.4359 | 3.5534 | 9.0723 | 9.0723 | 9.0723 | 4.4369 | 9.8978 | 9.8978 | 9.8978 | 1.7296 | 10.1644 | 10.1644 | 10.1644 | 0.19736 | 10.3025 | 10.3025 | 10.3025 | -0.70993 | 7.7655 | 7.7655 | 7.7655 | 6.9312 | 8.0317 | 8.0317 | 8.0317 | 6.4567 | 8.2615 | 8.2615 | 8.2615 | 5.996 | 8.5333 | 8.5333 | 8.5333 | 5.5697 | 8.81 | 8.81 | 8.81 | 5.1106 | 9.0377 | 9.0377 | 9.0377 | 4.7189 | 9.2882 | 9.2882 | 9.2882 | 4.5544 | 9.5747 | 9.5747 | 9.5747 | 4.1213 | 11.8856 | 11.8856 | 11.8856 | 1.3333 | 12.0272 | 12.0272 | 12.0272 | 0.79663 | 12.7289 | 12.7289 | 12.7289 | -1.0975 | 12.1761 | 12.1761 | 12.1761 | 0.45109 | 14.4036 | 14.4036 | 14.4036 | -4.0633 | 14.7511 | 14.7511 | 14.7511 | -5.3863 | 14.8667 | 14.8667 | 14.8667 | -5.3631 | 7.7697 | 7.7697 | 7.7697 | 6.9312 | 8.0896 | 8.0896 | 8.0896 | 6.1581 | 8.387 | 8.387 | 8.387 | 5.5922 | 8.6685 | 8.6685 | 8.6685 | 5.0424 | 8.9322 | 8.9322 | 8.9322 | 4.3939 | 9.2328 | 9.2328 | 9.2328 | 3.7399 | 9.5769 | 9.5769 | 9.5769 | 3.3359 | 9.8655 | 9.8655 | 9.8655 | 2.7444 | 12.1555 | 12.1555 | 12.1555 | 0.10415 | 12.3697 | 12.3697 | 12.3697 | -0.33777 | 13.4156 | 13.4156 | 13.4156 | -2.3522 | 12.5894 | 12.5894 | 12.5894 | -0.54007 | 15.4622 | 15.4622 | 15.4622 | -6.8737 | 15.8036 | 15.8036 | 15.8036 | -9.0449 | 15.9027 | 15.9027 | 15.9027 | -10.5008 | 7.7697 | 7.7697 | 7.7697 | 6.9312 | 8.0812 | 8.0812 | 8.0812 | 6.1362 | 8.3911 | 8.3911 | 8.3911 | 5.573 | 8.6412 | 8.6412 | 8.6412 | 4.9895 | 8.9174 | 8.9174 | 8.9174 | 4.3345 | 9.24 | 9.24 | 9.24 | 3.7481 | 11.7351 | 11.7351 | 11.7351 | 1.2684 | 11.9506 | 11.9506 | 11.9506 | 0.82395 | 13.2867 | 13.2867 | 13.2867 | -1.1505 | 13.5409 | 13.5409 | 13.5409 | -2.0072 | 14.5737 | 14.5737 | 14.5737 | -5.2078 | 13.7886 | 13.7886 | 13.7886 | -2.6473 | 15.4944 | 15.4944 | 15.4944 | -8.2338 | 15.6716 | 15.6716 | 15.6716 | -9.7482 | 15.5502 | 15.5502 | 15.5502 | -9.467
WILLOW HEY | SKELMERSDALE | WASHWAY FARM / KIRKBY | 347779 | 406066 | 29.297 | 9.3711 | 6.7352 | 16.8732 | 29.3854 | 9.1822 | 6.5994 | 15.96 | 29.4836 | 9.0164 | 6.4803 | 15.6586 | 29.6173 | 8.8399 | 6.3534 | 15.3806 | 29.7449 | 8.6738 | 6.2341 | 15.1292 | 29.8515 | 8.548 | 6.1436 | 14.8104 | 29.9742 | 8.4256 | 6.0557 | 14.4783 | 30.1164 | 8.3141 | 5.9755 | 14.1579 | 30.275 | 8.1935 | 5.8888 | 13.8179 | 30.3912 | 8.091 | 5.8151 | 13.5272 | 30.9004 | 7.6688 | 5.5117 | 12.0562 | 30.5128 | 8.0023 | 5.7514 | 13.2685 | 31.6158 | 7.3572 | 5.2878 | 8.9488 | 32.1116 | 8.7066 | 6.2576 | 6.5941 | 32.6156 | 8.9569 | 6.4375 | 4.5678 | 29.2826 | 9.3711 | 6.7352 | 16.8732 | 29.3748 | 9.2886 | 6.6759 | 16.4709 | 29.3786 | 9.2239 | 6.6294 | 16.4977 | 29.416 | 9.1309 | 6.5626 | 16.4352 | 29.4469 | 9.0459 | 6.5014 | 16.4057 | 29.4747 | 8.9677 | 6.4453 | 16.3901 | 29.5328 | 8.8856 | 6.3863 | 16.3097 | 29.6238 | 8.8145 | 6.3352 | 16.0632 | 29.7399 | 8.7305 | 6.2748 | 15.7745 | 29.8101 | 8.6838 | 6.2412 | 15.6233 | 30.148 | 8.5355 | 6.1347 | 15.1109 | 29.8858 | 8.6486 | 6.216 | 15.4936 | 30.5623 | 8.637 | 6.2076 | 14.5897 | 30.9548 | 9.7829 | 7.0312 | 14.2447 | 31.2345 | 10.5927 | 7.6132 | 14.053 | 29.297 | 9.3711 | 6.7352 | 16.8732 | 29.3876 | 9.2664 | 6.66 | 16.4039 | 29.4864 | 9.1455 | 6.573 | 16.1979 | 29.6207 | 8.9943 | 6.4644 | 15.9508 | 29.752 | 8.8506 | 6.3611 | 15.7418 | 29.8609 | 8.7082 | 6.2587 | 15.5134 | 29.9843 | 8.5721 | 6.161 | 15.2713 | 30.1211 | 8.4728 | 6.0896 | 15.0241 | 30.2795 | 8.3609 | 6.0092 | 14.7267 | 30.3907 | 8.2617 | 5.9379 | 14.4583 | 30.8418 | 7.9426 | 5.7085 | 13.5441 | 30.5031 | 8.1664 | 5.8693 | 14.2063 | 31.3283 | 8.0716 | 5.8012 | 12.7715 | 31.7143 | 9.853 | 7.0815 | 12.3587 | 32.0008 | 10.5214 | 7.5619 | 12.2693 | 29.3026 | 9.3711 | 6.7352 | 16.8732 | 29.3929 | 9.1251 | 6.5584 | 15.7189 | 29.5045 | 8.9734 | 6.4494 | 15.3894 | 29.6674 | 8.7955 | 6.3215 | 15.1142 | 29.7961 | 9.6876 | 6.9626 | 14.8555 | 29.9546 | 9.456 | 6.7962 | 14.5253 | 30.1388 | 9.2203 | 6.6268 | 14.1941 | 30.3435 | 8.9841 | 6.4571 | 13.8848 | 30.5941 | 8.783 | 6.3125 | 13.5127 | 30.8024 | 8.7088 | 6.2592 | 13.1836 | 31.7287 | 8.1617 | 5.866 | 11.5825 | 31.0235 | 8.614 | 6.191 | 12.8905 | 32.8541 | 7.5654 | 5.4374 | 8.4756 | 33.5307 | 8.0929 | 5.8165 | 6.2488 | 33.8094 | 8.017 | 5.762 | 4.803 | 29.3026 | 9.3711 | 6.7352 | 16.8732 | 29.3849 | 9.116 | 6.5519 | 15.6216 | 29.4869 | 9.0346 | 6.4934 | 15.305 | 29.6283 | 8.9094 | 6.4034 | 15.0503 | 29.7683 | 8.7748 | 6.3067 | 14.7715 | 29.9397 | 8.6221 | 6.1969 | 14.4575 | 30.1483 | 8.5159 | 6.1206 | 14.1372 | 30.3904 | 8.4154 | 6.0483 | 13.7821 | 30.7068 | 8.2306 | 5.9155 | 12.9471 | 30.9909 | 8.0845 | 5.8105 | 12.1321 | 32.0764 | 9.1364 | 6.5665 | 9.1557 | 31.2784 | 8.0127 | 5.7589 | 11.3418 | 33.1419 | 8.2707 | 5.9443 | 6.2413 | 33.6078 | 8.7098 | 6.2599 | 4.6957 | 33.6546 | 8.5367 | 6.1355 | 5.0749
WILLOWBANK | GREENHILL | WHITEGATE | 391885 | 406064 | 25.3576 | 13.9627 | 10.1856 | 8.2431 | 25.4212 | 13.7202 | 10.0087 | 7.2429 | 25.5111 | 13.426 | 9.7941 | 7.0128 | 25.6489 | 13.1451 | 9.5892 | 6.5782 | 25.7713 | 12.8868 | 9.4007 | 6.2105 | 25.8942 | 12.8249 | 9.3556 | 6.0297 | 26.0312 | 12.7367 | 9.2913 | 5.7253 | 26.1862 | 12.6363 | 9.218 | 5.3529 | 26.3552 | 12.5492 | 9.1544 | 5.0476 | 26.4914 | 12.49 | 9.1113 | 4.8438 | 27.1032 | 12.0351 | 8.7795 | 3.2972 | 26.6353 | 12.3993 | 9.0451 | 4.5931 | 27.9993 | 11.2904 | 8.2362 | -0.46956 | 28.6764 | 10.7376 | 7.8329 | -3.698 | 29.3054 | 10.2092 | 7.4474 | -6.1386 | 25.3517 | 13.9627 | 10.1856 | 8.2431 | 25.4408 | 13.8382 | 10.0948 | 7.7097 | 25.4386 | 13.7098 | 10.0011 | 7.8476 | 25.4868 | 13.5264 | 9.8673 | 7.7015 | 25.5163 | 13.3659 | 9.7503 | 7.6334 | 25.5327 | 13.2482 | 9.6644 | 7.7721 | 25.5896 | 13.1219 | 9.5723 | 7.7053 | 25.6879 | 13.0591 | 9.5264 | 7.4681 | 25.8255 | 13.0046 | 9.4866 | 7.218 | 25.8808 | 12.9903 | 9.4763 | 7.1492 | 26.1753 | 12.9005 | 9.4107 | 6.6064 | 25.9432 | 12.9748 | 9.4649 | 7.0286 | 26.5906 | 12.8451 | 9.3703 | 5.9967 | 27.0316 | 12.9689 | 9.4607 | 5.5196 | 27.4216 | 12.9204 | 9.4253 | 5.0874 | 25.3576 | 13.9627 | 10.1856 | 8.2431 | 25.4231 | 13.811 | 10.0749 | 7.6058 | 25.5136 | 13.6138 | 9.9311 | 7.434 | 25.652 | 13.3924 | 9.7696 | 7.0234 | 25.7796 | 13.1892 | 9.6213 | 6.6858 | 25.9053 | 13.026 | 9.5023 | 6.549 | 26.0431 | 12.8565 | 9.3786 | 6.3005 | 26.1918 | 12.7671 | 9.3134 | 5.9755 | 26.3604 | 12.6863 | 9.2545 | 5.6889 | 26.4908 | 12.6257 | 9.2103 | 5.489 | 27.0342 | 12.2846 | 8.9614 | 4.4981 | 26.6237 | 12.5371 | 9.1457 | 5.2366 | 27.655 | 12.1377 | 8.8543 | 3.585 | 28.2064 | 12.1347 | 8.8521 | 2.9411 | 28.643 | 12.0029 | 8.756 | 2.5738 | 25.36 | 13.9627 | 10.1856 | 8.2431 | 25.4199 | 13.6794 | 9.9789 | 6.9991 | 25.5114 | 13.4685 | 9.8251 | 6.7637 | 25.6591 | 13.2466 | 9.6632 | 6.3442 | 25.8083 | 13.0102 | 9.4908 | 5.9845 | 25.982 | 12.8328 | 9.3614 | 5.8147 | 26.1802 | 12.6536 | 9.2306 | 5.5225 | 26.3979 | 12.5121 | 9.1274 | 5.1684 | 26.6579 | 12.4091 | 9.0523 | 4.8597 | 26.8892 | 12.3125 | 8.9818 | 4.6429 | 27.9906 | 11.7671 | 8.5839 | 3.0282 | 27.1387 | 12.2049 | 8.9033 | 4.3777 | 29.2584 | 10.9108 | 7.9593 | -0.61371 | 30.0665 | 10.3823 | 7.5737 | -3.5693 | 30.4334 | 9.8921 | 7.2162 | -5.6475 | 25.36 | 13.9627 | 10.1856 | 8.2431 | 25.4085 | 13.6651 | 9.9685 | 6.8946 | 25.4865 | 13.6165 | 9.9331 | 6.6753 | 25.6295 | 13.4821 | 9.835 | 6.2769 | 25.7977 | 13.3671 | 9.7511 | 5.9322 | 25.9931 | 13.2802 | 9.6877 | 5.7845 | 26.2269 | 13.1553 | 9.5966 | 5.5076 | 26.4976 | 12.9878 | 9.4745 | 5.0911 | 26.8445 | 12.7001 | 9.2646 | 4.3086 | 27.1656 | 12.5319 | 9.1418 | 3.6003 | 28.397 | 11.5446 | 8.4216 | 0.20413 | 27.4934 | 12.3147 | 8.9834 | 2.7466 | 29.595 | 10.4095 | 7.5936 | -3.2964 | 30.1645 | 9.8908 | 7.2152 | -5.4603 | 30.2682 | 9.8394 | 7.1777 | -5.1874
WILLOWHOLME | CARLISLE | HARKER / HUTTON | 338653 | 556688 | 29.1147 | 7.4378 | 5.3457 | 16.2393 | 29.2246 | 7.074 | 5.0842 | 14.414 | 29.3098 | 6.9073 | 4.9644 | 13.7987 | 29.4326 | 6.7721 | 4.8672 | 13.4841 | 29.5587 | 6.6625 | 4.7885 | 13.2358 | 29.6969 | 6.5194 | 4.6856 | 12.8918 | 29.8651 | 6.3799 | 4.5854 | 12.5482 | 30.0269 | 6.2488 | 4.4911 | 12.2141 | 30.2091 | 6.1184 | 4.3974 | 11.9283 | 30.3586 | 5.9635 | 4.2861 | 11.6079 | 30.9562 | 5.6161 | 4.0364 | 10.0418 | 30.5088 | 5.9062 | 4.2449 | 11.3736 | 28.679 | 4.7218 | 3.3936 | 6.0573 | 29.0374 | 4.7808 | 3.436 | 2.8614 | 30.3749 | 5.001 | 3.5943 | 0.60293 | 29.1086 | 7.4378 | 5.3457 | 16.2393 | 29.2288 | 7.2865 | 5.237 | 15.4444 | 29.2371 | 7.2299 | 5.1963 | 15.2694 | 29.2831 | 7.1684 | 5.152 | 15.1828 | 29.323 | 7.1009 | 5.1035 | 15.1335 | 29.3601 | 7.0411 | 5.0606 | 15.0112 | 29.4308 | 6.9523 | 4.9968 | 14.6727 | 29.5443 | 6.8825 | 4.9466 | 14.4187 | 29.6827 | 6.8149 | 4.898 | 14.1767 | 29.7546 | 6.7573 | 4.8566 | 13.9573 | 30.0825 | 6.5296 | 4.6929 | 13.1386 | 29.8282 | 6.709 | 4.8219 | 13.7815 | 30.4577 | 6.2709 | 4.507 | 12.323 | 30.6634 | 6.7202 | 4.8299 | 11.8371 | 30.7751 | 7.2471 | 5.2086 | 11.6035 | 29.1147 | 7.4378 | 5.3457 | 16.2393 | 29.2306 | 7.2167 | 5.1868 | 15.0685 | 29.3165 | 7.0816 | 5.0897 | 14.5946 | 29.4396 | 6.9462 | 4.9924 | 14.2953 | 29.5667 | 6.846 | 4.9203 | 14.099 | 29.7051 | 6.7174 | 4.828 | 13.7989 | 29.8632 | 6.5899 | 4.7363 | 13.5192 | 30.0192 | 6.4765 | 4.6548 | 13.2576 | 30.1957 | 6.3528 | 4.5659 | 12.9843 | 30.3386 | 6.2071 | 4.4612 | 12.6656 | 30.904 | 5.9319 | 4.2634 | 11.6459 | 30.4813 | 6.0854 | 4.3737 | 12.4191 | 31.4153 | 5.618 | 4.0377 | 10.7396 | 31.6755 | 6.1992 | 4.4555 | 10.3092 | 31.7887 | 6.8231 | 4.9039 | 10.2118 | 29.117 | 7.4378 | 5.3457 | 16.2393 | 29.2331 | 6.9534 | 4.9975 | 13.8209 | 29.326 | 6.7579 | 4.8571 | 13.0998 | 29.4673 | 6.6136 | 4.7533 | 12.784 | 29.6295 | 6.472 | 4.6515 | 12.5272 | 29.8155 | 6.2942 | 4.5238 | 12.1791 | 30.0244 | 6.09 | 4.377 | 11.9297 | 30.2321 | 5.9076 | 4.2459 | 11.5395 | 30.484 | 5.8388 | 4.1965 | 11.2492 | 30.6955 | 5.7172 | 4.1091 | 10.906 | 31.1749 | 5.1327 | 3.689 | 9.3173 | 30.8938 | 5.6185 | 4.0381 | 10.6613 | 25.0339 | 4.1216 | 2.9623 | 6.0313 | 24.6813 | 4.0636 | 2.9206 | 2.8957 | 25.9275 | 4.2688 | 3.068 | 0.79818 | 29.117 | 7.4378 | 5.3457 | 16.2393 | 29.2217 | 6.9087 | 4.9654 | 13.5482 | 29.3011 | 6.7122 | 4.8242 | 12.8034 | 29.4317 | 6.5781 | 4.7278 | 12.5174 | 29.5951 | 6.4324 | 4.6231 | 12.2507 | 29.7945 | 6.2472 | 4.49 | 11.9296 | 30.0215 | 6.0531 | 4.3505 | 11.7618 | 30.2696 | 5.8306 | 4.1906 | 11.2559 | 30.6384 | 5.6964 | 4.0941 | 10.4909 | 30.9175 | 5.4954 | 3.9497 | 9.6558 | 28.7765 | 4.7378 | 3.4052 | 6.6438 | 31.162 | 5.3032 | 3.8115 | 8.9162 | 23.0166 | 3.7895 | 2.7236 | 3.0396 | 28.4294 | 4.6807 | 3.3641 | 0.85584 | 27.2265 | 4.4826 | 3.2218 | 1.1125
WILMSLOW | MOSS NOOK | SOUTH MANCHESTER | 384710 | 381286 | 25.1394 | 10.809 | 7.7687 | 8.0878 | 25.228 | 10.6218 | 7.6341 | 7.3228 | 25.3663 | 10.5103 | 7.5539 | 7.0819 | 25.5145 | 10.329 | 7.4237 | 6.7214 | 25.6426 | 10.1657 | 7.3063 | 6.3735 | 25.7687 | 9.9514 | 7.1522 | 5.9858 | 25.905 | 9.749 | 7.0068 | 5.6896 | 26.0504 | 9.5395 | 6.8562 | 5.4778 | 26.1933 | 9.5087 | 6.8341 | 5.19 | 26.2875 | 9.5159 | 6.8393 | 4.923 | 26.6003 | 9.195 | 6.6087 | 3.4173 | 26.3746 | 9.4907 | 6.8212 | 4.7043 | 26.8756 | 8.4311 | 6.0596 | -0.065166 | 27.0291 | 7.8164 | 5.6178 | -2.7891 | 27.0931 | 7.3463 | 5.28 | -4.7323 | 25.1138 | 10.809 | 7.7687 | 8.0878 | 25.2307 | 10.7063 | 7.6949 | 7.6183 | 25.2722 | 10.6995 | 7.69 | 7.6705 | 25.3649 | 10.6418 | 7.6485 | 7.5064 | 25.419 | 10.5753 | 7.6007 | 7.3496 | 25.4302 | 10.4994 | 7.5461 | 7.1783 | 25.4645 | 10.439 | 7.5027 | 6.992 | 25.5358 | 10.3799 | 7.4603 | 6.7536 | 25.6338 | 10.288 | 7.3942 | 6.3837 | 25.6638 | 10.2469 | 7.3647 | 6.2104 | 25.7638 | 10.0779 | 7.2432 | 5.6351 | 25.6903 | 10.2013 | 7.3319 | 6.066 | 25.8613 | 9.8479 | 7.0779 | 5.0572 | 25.9143 | 9.4836 | 6.8161 | 4.7315 | 25.934 | 9.813 | 7.0528 | 4.5211 | 25.1394 | 10.809 | 7.7687 | 8.0878 | 25.228 | 10.6999 | 7.6902 | 7.661 | 25.3663 | 10.5955 | 7.6152 | 7.4804 | 25.5145 | 10.413 | 7.484 | 7.1454 | 25.6426 | 10.2498 | 7.3667 | 6.8401 | 25.7687 | 10.055 | 7.2267 | 6.5231 | 25.905 | 9.8668 | 7.0915 | 6.3039 | 26.0504 | 9.6602 | 6.943 | 6.1486 | 26.1933 | 9.6646 | 6.9461 | 5.8926 | 26.2875 | 9.6714 | 6.951 | 5.6403 | 26.6003 | 9.4581 | 6.7977 | 4.7809 | 26.3746 | 9.6416 | 6.9296 | 5.4204 | 26.8756 | 9.2443 | 6.6441 | 3.9485 | 27.0291 | 9.0756 | 6.5228 | 3.4667 | 27.0931 | 8.9084 | 6.4026 | 3.246 | 25.1505 | 10.809 | 7.7687 | 8.0878 | 25.2356 | 10.5765 | 7.6016 | 7.1987 | 25.3793 | 10.475 | 7.5286 | 6.9791 | 25.5283 | 10.2632 | 7.3764 | 6.6517 | 25.6754 | 10.0268 | 7.2065 | 6.3441 | 25.8212 | 9.785 | 7.0326 | 6.0159 | 25.9773 | 9.5696 | 6.8779 | 5.8034 | 26.1391 | 9.6033 | 6.9021 | 5.6859 | 26.2993 | 9.5643 | 6.8741 | 5.4756 | 26.41 | 9.4951 | 6.8243 | 5.2677 | 26.814 | 9.04 | 6.4972 | 3.9696 | 26.5072 | 9.4085 | 6.7621 | 5.1118 | 27.1749 | 8.1125 | 5.8306 | 0.73022 | 27.3246 | 7.4855 | 5.38 | -1.7708 | 27.3754 | 7.0214 | 5.0464 | -3.5072 | 25.1505 | 10.809 | 7.7687 | 8.0878 | 25.2117 | 10.5761 | 7.6013 | 7.1633 | 25.3357 | 10.4765 | 7.5297 | 6.9828 | 25.4637 | 10.2184 | 7.3442 | 6.6943 | 25.5874 | 9.937 | 7.1419 | 6.4308 | 25.709 | 9.7471 | 7.0054 | 6.1586 | 25.8406 | 9.7757 | 7.026 | 5.9994 | 25.9837 | 9.7272 | 6.9911 | 5.8434 | 26.1786 | 9.5095 | 6.8346 | 5.1193 | 26.3241 | 9.2785 | 6.6687 | 4.3568 | 26.7531 | 8.4617 | 6.0816 | 1.5021 | 26.4582 | 9.1075 | 6.5457 | 3.6321 | 27.0768 | 7.4149 | 5.3293 | -1.52 | 27.187 | 7.0026 | 5.0329 | -3.2516 | 27.1397 | 6.9014 | 4.9602 | -2.9062
WINDERMERE | KENDAL (PARKSIDE RD) | HARKER / HUTTON | 341657 | 498418 | 31.045 | 22.3572 | 16.0686 | 14.08 | 31.1758 | 22.2615 | 15.9998 | 13.1626 | 31.2781 | 21.7665 | 15.644 | 12.5826 | 31.4163 | 22.1403 | 15.9126 | 12.3325 | 31.5566 | 22.2185 | 15.9689 | 11.671 | 31.7077 | 22.1231 | 15.9003 | 11.0414 | 31.8809 | 21.9557 | 15.78 | 10.6643 | 32.0701 | 21.6658 | 15.5716 | 10.0126 | 32.2916 | 21.5686 | 15.5018 | 9.476 | 32.4509 | 21.3354 | 15.3342 | 8.9972 | 33.0141 | 20.4991 | 14.7331 | 6.7039 | 32.6028 | 20.999 | 15.0924 | 8.7244 | 33.515 | 19.4717 | 13.9947 | 1.9153 | 33.7575 | 18.4146 | 13.2349 | -1.4499 | 33.82 | 17.4611 | 12.5496 | -4.0274 | 31.0231 | 22.3572 | 16.0686 | 14.08 | 31.1825 | 22.3238 | 16.0445 | 13.3761 | 31.2074 | 22.3047 | 16.0308 | 13.1665 | 31.2763 | 22.1094 | 15.8904 | 13.2148 | 31.3335 | 21.7367 | 15.6226 | 12.8836 | 31.3896 | 21.6496 | 15.56 | 12.6386 | 31.4826 | 21.9185 | 15.7533 | 12.5466 | 31.6166 | 21.9584 | 15.7819 | 12.0309 | 31.7795 | 21.9689 | 15.7895 | 11.537 | 31.832 | 22.0183 | 15.825 | 11.313 | 32.045 | 21.9634 | 15.7855 | 10.4667 | 31.8829 | 22.0401 | 15.8406 | 11.1754 | 32.2755 | 21.5709 | 15.5034 | 9.2264 | 32.3998 | 21.0382 | 15.1206 | 8.2273 | 32.4551 | 21.2006 | 15.2373 | 7.6431 | 31.045 | 22.3572 | 16.0686 | 14.08 | 31.1785 | 22.2795 | 16.0127 | 13.396 | 31.2801 | 21.6647 | 15.5709 | 12.917 | 31.4183 | 22.2935 | 16.0228 | 12.7899 | 31.5587 | 22.3512 | 16.0642 | 12.3186 | 31.7095 | 22.29 | 16.0202 | 11.9567 | 31.8794 | 22.1678 | 15.9325 | 11.8619 | 32.0662 | 21.9827 | 15.7994 | 11.457 | 32.2852 | 21.818 | 15.681 | 10.9714 | 32.4422 | 21.5972 | 15.5223 | 10.4695 | 32.9976 | 20.9289 | 15.042 | 8.8161 | 32.5918 | 21.2203 | 15.2515 | 10.1122 | 33.4644 | 20.4062 | 14.6663 | 7.2617 | 33.6637 | 19.7451 | 14.1912 | 6.3173 | 33.7019 | 19.4776 | 13.999 | 6.3316 | 31.0492 | 22.3572 | 16.0686 | 14.08 | 31.178 | 22.1576 | 15.9251 | 13.0944 | 31.2845 | 21.6191 | 15.5381 | 12.5301 | 31.4425 | 22.266 | 16.003 | 12.3083 | 31.6183 | 22.2222 | 15.9715 | 11.682 | 31.8116 | 21.977 | 15.7953 | 11.1113 | 32.0283 | 21.7077 | 15.6017 | 10.8174 | 32.2611 | 21.2685 | 15.2861 | 10.2685 | 32.5451 | 21.071 | 15.1441 | 9.815 | 32.7472 | 21.0429 | 15.1239 | 9.3999 | 33.4627 | 20.153 | 14.4844 | 7.3604 | 32.9334 | 20.9452 | 15.0537 | 9.1927 | 34.1709 | 18.5467 | 13.3299 | 2.8289 | 34.525 | 17.457 | 12.5467 | -0.31791 | 34.6546 | 17.0221 | 12.2341 | -2.7076 | 31.0492 | 22.3572 | 16.0686 | 14.08 | 31.1577 | 22.2104 | 15.9631 | 13.0992 | 31.2473 | 21.7758 | 15.6507 | 12.5622 | 31.388 | 22.3314 | 16.05 | 12.3512 | 31.5469 | 22.2247 | 15.9733 | 11.7666 | 31.7248 | 22.0244 | 15.8294 | 11.291 | 31.9283 | 21.754 | 15.6351 | 11.1054 | 32.1493 | 21.3831 | 15.3684 | 10.6316 | 32.451 | 20.6073 | 14.8109 | 9.6175 | 32.6883 | 20.7732 | 14.9301 | 8.5275 | 33.4824 | 19.5685 | 14.0643 | 4.5379 | 32.9103 | 20.601 | 14.8063 | 7.5992 | 34.0907 | 18.009 | 12.9434 | 0.64061 | 34.3195 | 17.3674 | 12.4823 | -1.5688 | 34.3333 | 17.2188 | 12.3755 | -1.1895
WINIFRED RD | ADSWOOD | BREDBURY | 389971 | 388470 | 17.4852 | 13.9843 | 10.2013 | 9.0749 | 17.611 | 13.6892 | 9.9861 | 7.85 | 17.7202 | 13.5227 | 9.8646 | 7.24 | 17.8627 | 13.4098 | 9.7823 | 7.1375 | 17.9989 | 13.2635 | 9.6755 | 6.7293 | 18.1338 | 13.0881 | 9.5476 | 6.2916 | 18.2846 | 12.897 | 9.4082 | 5.9306 | 18.4511 | 12.7899 | 9.3301 | 5.5461 | 18.637 | 12.663 | 9.2375 | 5.1383 | 18.7662 | 12.501 | 9.1193 | 4.8071 | 19.2183 | 11.7575 | 8.5769 | 2.5722 | 18.8898 | 12.328 | 8.9931 | 4.5101 | 19.6271 | 10.6219 | 7.7485 | -2.7656 | 19.865 | 9.5543 | 6.9697 | -7.2089 | 19.996 | 8.801 | 6.4202 | -10.0436 | 17.4764 | 13.9843 | 10.2013 | 9.0749 | 17.6297 | 13.8287 | 10.0879 | 8.4126 | 17.6851 | 13.75 | 10.0304 | 8.1382 | 17.7778 | 13.7264 | 10.0132 | 8.2118 | 17.8698 | 13.6398 | 9.95 | 7.9878 | 17.951 | 13.5408 | 9.8778 | 7.7537 | 18.0646 | 13.4631 | 9.8212 | 7.4952 | 18.2154 | 13.3497 | 9.7384 | 7.0659 | 18.3935 | 13.2136 | 9.6392 | 6.5604 | 18.4484 | 13.1536 | 9.5954 | 6.3338 | 18.6671 | 12.9389 | 9.4388 | 5.4962 | 18.5021 | 13.1094 | 9.5631 | 6.1376 | 18.8859 | 12.5757 | 9.1738 | 4.6387 | 19.017 | 12.3176 | 8.9855 | 4.0264 | 19.1015 | 12.1159 | 8.8384 | 3.8151 | 17.4852 | 13.9843 | 10.2013 | 9.0749 | 17.6126 | 13.8092 | 10.0736 | 8.3892 | 17.7219 | 13.6701 | 9.9721 | 7.894 | 17.8645 | 13.5625 | 9.8937 | 7.8307 | 18.0005 | 13.429 | 9.7963 | 7.5038 | 18.1353 | 13.2758 | 9.6845 | 7.1873 | 18.2842 | 13.1302 | 9.5783 | 6.9625 | 18.449 | 13.0003 | 9.4836 | 6.6861 | 18.6335 | 12.9053 | 9.4142 | 6.3476 | 18.7609 | 12.7597 | 9.3081 | 6.0479 | 19.2056 | 12.201 | 8.9004 | 4.8838 | 18.8828 | 12.5375 | 9.1459 | 5.7548 | 19.5829 | 11.8543 | 8.6475 | 3.7818 | 19.7891 | 11.4877 | 8.3801 | 3.0288 | 19.8946 | 11.2403 | 8.1996 | 2.8573 | 17.4888 | 13.9843 | 10.2013 | 9.0749 | 17.617 | 13.6178 | 9.934 | 7.5947 | 17.7369 | 13.4375 | 9.8025 | 6.9894 | 17.9033 | 13.3266 | 9.7216 | 6.9267 | 18.0802 | 13.1247 | 9.5743 | 6.5588 | 18.2534 | 12.9227 | 9.4269 | 6.1874 | 18.4403 | 12.7815 | 9.3239 | 5.9242 | 18.6409 | 12.5685 | 9.1685 | 5.6554 | 18.8836 | 12.3898 | 9.0382 | 5.3424 | 19.0465 | 12.1781 | 8.8837 | 5.0741 | 19.644 | 11.5325 | 8.4128 | 3.0879 | 19.1967 | 12.097 | 8.8246 | 4.866 | 20.2857 | 10.1763 | 7.4235 | -1.9824 | 20.6559 | 9.0615 | 6.6102 | -6.1854 | 20.86 | 8.3137 | 6.0647 | -8.8059 | 17.4888 | 13.9843 | 10.2013 | 9.0749 | 17.5918 | 13.6042 | 9.924 | 7.4952 | 17.6835 | 13.4314 | 9.798 | 6.9191 | 17.8213 | 13.313 | 9.7117 | 6.8983 | 17.9809 | 13.0385 | 9.5114 | 6.5752 | 18.13 | 12.9219 | 9.4264 | 6.2603 | 18.2948 | 12.7084 | 9.2706 | 6.0509 | 18.4805 | 12.5292 | 9.1399 | 5.7019 | 18.7445 | 12.1599 | 8.8705 | 4.5407 | 18.9527 | 11.9132 | 8.6905 | 3.3645 | 19.6611 | 10.751 | 7.8427 | -1.1308 | 19.1488 | 11.6661 | 8.5102 | 2.216 | 20.256 | 9.3304 | 6.8064 | -5.7916 | 20.5509 | 8.5486 | 6.2361 | -8.7627 | 20.5917 | 8.4295 | 6.1492 | -8.0818
WITHINGTON | WEST DIDSBURY | SOUTH MANCHESTER | 384841 | 392774 | 24.6595 | 10.612 | 7.7413 | 6.247 | 24.8402 | 10.4334 | 7.611 | 5.3402 | 24.9279 | 10.3345 | 7.5389 | 4.9099 | 25.0408 | 10.223 | 7.4576 | 4.4269 | 25.1523 | 10.0896 | 7.3603 | 3.959 | 25.2702 | 9.9124 | 7.231 | 3.3992 | 25.4019 | 9.7654 | 7.1238 | 2.9506 | 25.548 | 9.6122 | 7.012 | 2.4873 | 25.712 | 9.441 | 6.8871 | 2.0138 | 25.8157 | 9.2843 | 6.7728 | 1.5569 | 26.1486 | 8.5706 | 6.2521 | -0.70012 | 25.9101 | 9.1628 | 6.6842 | 1.2547 | 26.4197 | 7.2316 | 5.2754 | -6.0751 | 26.5471 | 6.2494 | 4.5589 | -10.4749 | 26.5735 | 5.607 | 4.0902 | -13.5824 | 24.651 | 10.612 | 7.7413 | 6.247 | 24.8678 | 10.4844 | 7.6483 | 5.5756 | 24.9109 | 10.4615 | 7.6315 | 5.5311 | 24.9726 | 10.3988 | 7.5858 | 5.3615 | 25.019 | 10.3433 | 7.5453 | 5.2049 | 25.0657 | 10.2762 | 7.4964 | 5.0016 | 25.1418 | 10.2209 | 7.456 | 4.7983 | 25.2495 | 10.1299 | 7.3897 | 4.3999 | 25.3789 | 10.0232 | 7.3118 | 3.9521 | 25.4124 | 9.9715 | 7.274 | 3.7184 | 25.5217 | 9.7945 | 7.1449 | 3.0963 | 25.4414 | 9.9272 | 7.2417 | 3.564 | 25.6272 | 9.5907 | 6.9963 | 2.5474 | 25.6839 | 9.5488 | 6.9657 | 2.3434 | 25.7064 | 9.6052 | 7.0069 | 2.3394 | 24.6595 | 10.612 | 7.7413 | 6.247 | 24.8402 | 10.4925 | 7.6541 | 5.6285 | 24.9279 | 10.4218 | 7.6026 | 5.2815 | 25.0408 | 10.3252 | 7.5321 | 4.8913 | 25.1523 | 10.2146 | 7.4514 | 4.5636 | 25.2702 | 10.0689 | 7.3451 | 4.2063 | 25.4019 | 9.9637 | 7.2684 | 3.9835 | 25.548 | 9.846 | 7.1825 | 3.7067 | 25.712 | 9.7034 | 7.0785 | 3.3837 | 25.8157 | 9.5584 | 6.9727 | 3.0225 | 26.1486 | 9.0689 | 6.6156 | 1.9723 | 25.9101 | 9.4473 | 6.8917 | 2.7554 | 26.4197 | 8.5644 | 6.2476 | 1.0763 | 26.5471 | 8.3116 | 6.0632 | 0.69699 | 26.5735 | 8.2789 | 6.0394 | 0.72017 | 24.6616 | 10.612 | 7.7413 | 6.247 | 24.8475 | 10.4166 | 7.5988 | 5.2554 | 24.9498 | 10.3177 | 7.5266 | 4.8469 | 25.0941 | 10.1786 | 7.4251 | 4.3816 | 25.2541 | 9.996 | 7.2919 | 3.933 | 25.4311 | 9.801 | 7.1497 | 3.4232 | 25.6029 | 9.6222 | 7.0192 | 3.0576 | 25.7809 | 9.4549 | 6.8972 | 2.698 | 26.0032 | 9.2718 | 6.7636 | 2.2845 | 26.15 | 9.0716 | 6.6176 | 1.869 | 26.7097 | 8.1535 | 5.9479 | -0.22965 | 26.2737 | 8.8926 | 6.487 | 1.6171 | 27.5798 | 6.6071 | 4.8198 | -5.3814 | 27.985 | 5.7362 | 4.1845 | -9.1654 | 28.1353 | 5.1132 | 3.73 | -12.0672 | 24.6616 | 10.612 | 7.7413 | 6.247 | 24.8209 | 10.4226 | 7.6032 | 5.2561 | 24.8933 | 10.3517 | 7.5514 | 4.9091 | 25.0112 | 10.2229 | 7.4574 | 4.4915 | 25.1426 | 10.0491 | 7.3307 | 4.098 | 25.287 | 9.8433 | 7.1806 | 3.6613 | 25.4497 | 9.6575 | 7.045 | 3.3651 | 25.6246 | 9.4888 | 6.922 | 2.9746 | 25.945 | 9.1099 | 6.6456 | 1.7055 | 26.2119 | 8.7209 | 6.3617 | 0.35188 | 27.0675 | 7.2783 | 5.3094 | -4.4579 | 26.4646 | 8.364 | 6.1014 | -0.88061 | 27.674 | 5.7061 | 4.1625 | -9.3493 | 27.9197 | 5.3389 | 3.8946 | -12.151 | 27.8323 | 5.2371 | 3.8204 | -11.1118
WITHYFOLD DRIVE | MACCLESFIELD | MACCLESFIELD | 392132 | 374352 | 2.6844 | 0.44197 | 0.31765 | 2.6844 | 2.6844 | 0.44197 | 0.31765 | 2.6844 | 2.6844 | 0.44197 | 0.31765 | 2.6844 | 2.6844 | 0.44197 | 0.31765 | 2.6844 | 2.6844 | 0.44197 | 0.31765 | 2.6844 | 2.6844 | 0.44197 | 0.31765 | 2.6844 | 2.6844 | 0.44197 | 0.31765 | 2.6844 | 2.6844 | 0.44197 | 0.31765 | 2.6844 | 2.6844 | 0.44197 | 0.31765 | 2.6844 | 2.6844 | 0.44197 | 0.31765 | 2.6844 | 2.6844 | 0.44197 | 0.31765 | 2.6844 | 2.6844 | 0.44197 | 0.31765 | 2.6844 | 2.6844 | 0.44197 | 0.31765 | 2.6844 | 2.6844 | 0.44197 | 0.31765 | 2.6844 | 2.6844 | 0.44197 | 0.31765 | 2.0983 | 2.6844 | 0.44197 | 0.31765 | 2.6844 | 2.6844 | 0.44197 | 0.31765 | 2.6844 | 2.6844 | 0.44197 | 0.31765 | 2.6844 | 2.6844 | 0.44197 | 0.31765 | 2.6844 | 2.6844 | 0.44197 | 0.31765 | 2.6844 | 2.6844 | 0.44197 | 0.31765 | 2.6844 | 2.6844 | 0.44197 | 0.31765 | 2.6844 | 2.6844 | 0.44197 | 0.31765 | 2.6844 | 2.6844 | 0.44197 | 0.31765 | 2.6844 | 2.6844 | 0.44197 | 0.31765 | 2.6844 | 2.6844 | 0.44197 | 0.31765 | 2.6844 | 2.6844 | 0.44197 | 0.31765 | 2.6844 | 2.6844 | 0.44197 | 0.31765 | 2.6844 | 2.6844 | 0.44197 | 0.31765 | 2.6844 | 2.6844 | 0.44197 | 0.31765 | 2.6844 | 2.6844 | 0.44197 | 0.31765 | 2.6844 | 2.6844 | 0.44197 | 0.31765 | 2.6844 | 2.6844 | 0.44197 | 0.31765 | 2.6844 | 2.6844 | 0.44197 | 0.31765 | 2.6844 | 2.6844 | 0.44197 | 0.31765 | 2.6844 | 2.6844 | 0.44197 | 0.31765 | 2.6844 | 2.6844 | 0.44197 | 0.31765 | 2.6844 | 2.6844 | 0.44197 | 0.31765 | 2.6844 | 2.6844 | 0.44197 | 0.31765 | 2.6844 | 2.6844 | 0.44197 | 0.31765 | 2.6844 | 2.6844 | 0.44197 | 0.31765 | 2.6844 | 2.6844 | 0.44197 | 0.31765 | 2.6844 | 2.6844 | 0.44197 | 0.31765 | 2.6844 | 2.6844 | 0.44197 | 0.31765 | 2.6844 | 2.6844 | 0.44197 | 0.31765 | 2.6844 | 2.6844 | 0.44197 | 0.31765 | 2.6844 | 2.6844 | 0.44197 | 0.31765 | 2.6844 | 2.6844 | 0.44197 | 0.31765 | 2.6844 | 2.6844 | 0.44197 | 0.31765 | 2.6844 | 2.6844 | 0.44197 | 0.31765 | 2.6844 | 2.6844 | 0.44197 | 0.31765 | 2.6844 | 2.6844 | 0.44197 | 0.31765 | 2.6844 | 2.6844 | 0.44197 | 0.31765 | 2.6844 | 2.6844 | 0.44197 | 0.31765 | 2.6844 | 2.6844 | 0.44197 | 0.31765 | 2.6844 | 2.6844 | 0.44197 | 0.31765 | 2.6844 | 2.6844 | 0.44197 | 0.31765 | 2.6844 | 2.6844 | 0.44197 | 0.31765 | 2.6844 | 2.6844 | 0.44197 | 0.31765 | 2.6844 | 2.6844 | 0.44197 | 0.31765 | 2.6844 | 2.6844 | 0.44197 | 0.31765 | 2.6844 | 2.6844 | 0.44197 | 0.31765 | 2.6844 | 2.6844 | 0.44197 | 0.31765 | 2.6844 | 2.6844 | 0.44197 | 0.31765 | 2.6844 | 2.6844 | 0.44197 | 0.31765 | 2.6844 | 2.6844 | 0.44197 | 0.31765 | 2.6844 | 2.6844 | 0.44197 | 0.31765 | 2.6844 | 2.6844 | 0.44197 | 0.31765 | 2.6844 | 2.6844 | 0.44197 | 0.31765 | 2.6844 | 2.6844 | 0.44197 | 0.31765 | 2.6844 | 2.6844 | 0.44197 | 0.31765 | 2.6844 | 2.6844 | 0.44197 | 0.31765 | 2.6844 | 2.6844 | 0.44197 | 0.31765 | 2.6844 | 2.6844 | 0.44197 | 0.31765 | 2.6844 | 2.6844 | 0.44197 | 0.31765 | 2.6844
WOODBINE ST | CASTLETON | ROCHDALE | 390519 | 412388 | 23.534 | 14.9994 | 10.9419 | 9.3801 | 23.7623 | 14.7755 | 10.7785 | 8.2387 | 23.8701 | 14.5946 | 10.6465 | 7.9571 | 24.0079 | 14.366 | 10.4798 | 7.6252 | 24.1488 | 14.0675 | 10.2621 | 7.1821 | 24.3028 | 14.0435 | 10.2445 | 6.6997 | 24.4716 | 14.0229 | 10.2295 | 6.4184 | 24.6271 | 13.9429 | 10.1712 | 6.106 | 24.7896 | 13.8096 | 10.0739 | 5.6352 | 24.92 | 13.6694 | 9.9717 | 5.3002 | 25.4306 | 13.3591 | 9.7453 | 3.434 | 25.0492 | 13.5114 | 9.8563 | 5.0418 | 26.0461 | 12.8132 | 9.347 | -0.56273 | 26.4649 | 12.4055 | 9.0497 | -3.771 | 26.8533 | 11.8677 | 8.6573 | -6.271 | 23.524 | 14.9994 | 10.9419 | 9.3801 | 23.758 | 14.8487 | 10.8319 | 8.5459 | 23.8249 | 14.8049 | 10.8 | 8.4973 | 23.9227 | 14.7221 | 10.7396 | 8.3076 | 24.0212 | 14.6195 | 10.6647 | 8.0048 | 24.0941 | 14.5094 | 10.5844 | 7.6845 | 24.1606 | 14.4147 | 10.5153 | 7.4692 | 24.2508 | 14.325 | 10.4499 | 7.0869 | 24.3588 | 14.2026 | 10.3606 | 6.5491 | 24.4238 | 14.1215 | 10.3014 | 6.2419 | 24.7038 | 13.8229 | 10.0836 | 5.1724 | 24.4898 | 14.0564 | 10.254 | 6.0054 | 25.053 | 13.7153 | 10.0051 | 4.051 | 25.3822 | 13.807 | 10.072 | 3.2682 | 25.6758 | 13.6238 | 9.9384 | 2.622 | 23.534 | 14.9994 | 10.9419 | 9.3801 | 23.7628 | 14.833 | 10.8205 | 8.5425 | 23.8709 | 14.6744 | 10.7048 | 8.3329 | 24.009 | 14.454 | 10.544 | 8.0309 | 24.1525 | 14.2134 | 10.3685 | 7.636 | 24.3079 | 14.1756 | 10.3409 | 7.2323 | 24.4778 | 14.1268 | 10.3053 | 7.0349 | 24.6305 | 14.0664 | 10.2613 | 6.786 | 24.7933 | 13.9458 | 10.1733 | 6.3569 | 24.9214 | 13.8114 | 10.0752 | 6.0337 | 25.4023 | 13.6017 | 9.9222 | 4.8172 | 25.0461 | 13.6565 | 9.9622 | 5.772 | 25.8984 | 13.5681 | 9.8977 | 3.5441 | 26.262 | 13.6457 | 9.9543 | 2.6782 | 26.5488 | 13.4799 | 9.8334 | 2.0673 | 23.5381 | 14.9994 | 10.9419 | 9.3801 | 23.7779 | 14.7163 | 10.7353 | 8.1007 | 23.915 | 14.5237 | 10.5949 | 7.8339 | 24.0851 | 14.2567 | 10.4001 | 7.5305 | 24.2798 | 14.2021 | 10.3602 | 7.1192 | 24.4442 | 14.0727 | 10.2659 | 6.6852 | 24.6214 | 13.9059 | 10.1441 | 6.4743 | 24.8112 | 13.73 | 10.0158 | 6.2466 | 25.0433 | 13.7423 | 10.0248 | 5.8447 | 25.2346 | 13.7181 | 10.0072 | 5.5504 | 26.0099 | 13.2376 | 9.6567 | 3.7842 | 25.4246 | 13.6551 | 9.9612 | 5.3419 | 26.9314 | 12.5168 | 9.1308 | -0.095297 | 27.4908 | 12.088 | 8.818 | -3.1483 | 27.7984 | 11.58 | 8.4475 | -5.3814 | 23.5381 | 14.9994 | 10.9419 | 9.3801 | 23.7659 | 14.7147 | 10.7342 | 8.0544 | 23.8949 | 14.5149 | 10.5884 | 7.8153 | 24.062 | 14.442 | 10.5352 | 7.545 | 24.2569 | 14.398 | 10.5032 | 7.1646 | 24.4176 | 14.2043 | 10.3619 | 6.7704 | 24.603 | 14.1336 | 10.3102 | 6.5926 | 24.817 | 14.1622 | 10.3311 | 6.3095 | 25.0847 | 14.0064 | 10.2175 | 5.3677 | 25.3149 | 13.841 | 10.0968 | 4.4987 | 26.1925 | 13.452 | 9.8131 | 1.1295 | 25.5428 | 13.6692 | 9.9715 | 3.7 | 27.0503 | 12.3924 | 9.0401 | -2.4696 | 27.4692 | 11.7687 | 8.5851 | -4.6659 | 27.5942 | 11.6018 | 8.4633 | -4.7135
WOODFIELD RD | WRIGHTINGTON | PENWORTHAM WEST / STANAH | 358258 | 418014 | 31.4503 | 16.3742 | 11.7685 | 12.236 | 31.6216 | 15.557 | 11.1812 | 9.1956 | 31.7249 | 15.0856 | 10.8423 | 8.2567 | 31.8614 | 14.764 | 10.6112 | 8.0241 | 31.989 | 14.406 | 10.3539 | 7.5625 | 32.1364 | 14.116 | 10.1454 | 7.2096 | 32.306 | 13.8165 | 9.9302 | 6.8513 | 32.5145 | 13.5517 | 9.7399 | 6.4234 | 32.7474 | 13.2785 | 9.5435 | 6.0171 | 32.9576 | 13.0345 | 9.3682 | 5.6798 | 33.9736 | 11.786 | 8.4709 | 3.0649 | 33.1821 | 12.81 | 9.2068 | 5.3082 | 35.6779 | 9.5385 | 6.8555 | -3.5417 | 37.0987 | 7.9568 | 5.7187 | -9.1681 | 38.6865 | 6.4969 | 4.6694 | -14.6092 | 31.4251 | 16.3742 | 11.7685 | 12.236 | 31.6168 | 15.9444 | 11.4596 | 10.7397 | 31.6483 | 15.7107 | 11.2916 | 10.3676 | 31.716 | 15.5315 | 11.1628 | 10.3161 | 31.7764 | 15.3029 | 10.9985 | 10.0459 | 31.832 | 15.1096 | 10.8596 | 9.8667 | 31.92 | 14.8687 | 10.6865 | 9.4591 | 32.0416 | 14.6477 | 10.5276 | 8.9123 | 32.204 | 14.4061 | 10.354 | 8.3091 | 32.3042 | 14.2667 | 10.2537 | 8.0354 | 32.9122 | 13.7125 | 9.8555 | 6.9412 | 32.4259 | 14.1325 | 10.1573 | 7.772 | 33.8541 | 13.0793 | 9.4003 | 5.698 | 34.9918 | 12.6984 | 9.1266 | 4.1135 | 36.0643 | 12.3535 | 8.8787 | 2.508 | 31.4503 | 16.3742 | 11.7685 | 12.236 | 31.6249 | 15.7763 | 11.3388 | 9.9998 | 31.7295 | 15.3905 | 11.0615 | 9.2473 | 31.8676 | 15.1049 | 10.8562 | 9.0452 | 32.0101 | 14.7975 | 10.6352 | 8.6398 | 32.1654 | 14.5308 | 10.4436 | 8.3823 | 32.3414 | 14.2667 | 10.2538 | 8.1345 | 32.5353 | 14.0591 | 10.1045 | 7.7773 | 32.7703 | 13.8013 | 9.9193 | 7.4086 | 32.9668 | 13.5404 | 9.7317 | 7.0025 | 33.8051 | 12.5185 | 8.9973 | 5.2824 | 33.1638 | 13.2944 | 9.555 | 6.6075 | 34.8581 | 11.5065 | 8.27 | 3.2309 | 35.9464 | 10.8738 | 7.8152 | 1.0986 | 36.9164 | 10.5091 | 7.5531 | -0.85435 | 31.4539 | 16.3742 | 11.7685 | 12.236 | 31.63 | 15.3347 | 11.0214 | 8.2659 | 31.7422 | 14.8547 | 10.6764 | 7.18 | 31.9035 | 14.5355 | 10.4469 | 6.9949 | 32.0921 | 14.1408 | 10.1633 | 6.5594 | 32.3646 | 13.7771 | 9.9019 | 6.1918 | 32.6902 | 13.3821 | 9.618 | 5.6785 | 33.0597 | 13.0756 | 9.3977 | 5.1079 | 33.4616 | 12.7397 | 9.1563 | 4.5285 | 33.8601 | 12.3621 | 8.8849 | 3.8071 | 35.9865 | 10.5474 | 7.5806 | -0.59305 | 34.3043 | 12.0158 | 8.636 | 3.0253 | 28.4303 | 4.6808 | 3.3642 | -8.9273 | 13.2864 | 2.1875 | 1.5722 | -14.9914 | 5.8737 | 0.96705 | 0.69504 | -18.8417 | 31.4539 | 16.3742 | 11.7685 | 12.236 | 31.6234 | 15.2596 | 10.9673 | 7.831 | 31.7273 | 14.883 | 10.6967 | 6.7006 | 31.9053 | 14.6336 | 10.5175 | 6.5354 | 32.1767 | 14.3235 | 10.2946 | 6.076 | 32.5356 | 14.01 | 10.0693 | 5.5099 | 32.9587 | 13.6677 | 9.8232 | 4.8483 | 33.4103 | 13.3149 | 9.5697 | 4.0077 | 33.9883 | 12.7305 | 9.1497 | 2.4848 | 34.5619 | 12.1201 | 8.7109 | 0.82904 | 37.0931 | 9.6161 | 6.9113 | -6.203 | 35.1697 | 11.5057 | 8.2694 | -0.90005 | 39.887 | 6.8653 | 4.9342 | -14.0721 | 35.3224 | 5.8156 | 4.1798 | -18.2687 | 32.698 | 5.3835 | 3.8692 | -18.7952
WOODHILL LANE | LANCASTER | HEYSHAM | 343294 | 463785 | 11.7941 | 9.5513 | 6.9676 | 3.6891 | 11.8658 | 9.4536 | 6.8963 | 3.3733 | 11.9107 | 9.2172 | 6.7238 | 2.2024 | 11.9717 | 8.9498 | 6.5287 | 0.93265 | 12.0327 | 8.7087 | 6.3529 | -0.19685 | 12.0966 | 8.4622 | 6.1731 | -1.3987 | 12.1594 | 8.0214 | 5.8515 | -3.7685 | 12.2276 | 7.9758 | 5.8183 | -3.8094 | 12.3031 | 7.9014 | 5.764 | -3.9962 | 12.3506 | 7.8345 | 5.7152 | -4.1669 | 12.5014 | 7.4917 | 5.4651 | -5.2047 | 12.3936 | 7.7604 | 5.6611 | -4.3798 | 12.6212 | 6.9098 | 5.0406 | -7.6868 | 12.6735 | 6.3792 | 4.6535 | -9.9835 | 12.6867 | 6.1759 | 4.5052 | -10.4538 | 11.7904 | 9.5513 | 6.9676 | 3.6891 | 11.8855 | 9.4763 | 6.9128 | 3.3477 | 11.9219 | 9.3773 | 6.8406 | 2.792 | 11.9652 | 9.251 | 6.7485 | 2.1299 | 11.9995 | 9.1405 | 6.6679 | 1.5837 | 12.0333 | 9.0172 | 6.5779 | 0.98034 | 12.0849 | 8.7843 | 6.408 | -0.29647 | 12.1557 | 8.7443 | 6.3789 | -0.39686 | 12.241 | 8.6779 | 6.3304 | -0.6363 | 12.2602 | 8.6423 | 6.3044 | -0.73555 | 12.3203 | 8.5238 | 6.218 | -1.091 | 12.277 | 8.6036 | 6.2762 | -0.88158 | 12.3708 | 8.3913 | 6.1213 | -1.4063 | 12.396 | 8.2611 | 6.0264 | -1.7987 | 12.4038 | 8.2871 | 6.0453 | -1.3868 | 11.7941 | 9.5513 | 6.9676 | 3.6891 | 11.8658 | 9.4761 | 6.9127 | 3.4001 | 11.9107 | 9.2471 | 6.7456 | 2.254 | 11.9717 | 8.9867 | 6.5557 | 1.0259 | 12.0327 | 8.7508 | 6.3836 | -0.048291 | 12.0966 | 8.5182 | 6.2139 | -1.1756 | 12.1594 | 8.0954 | 5.9055 | -3.4572 | 12.2276 | 8.0616 | 5.8809 | -3.4316 | 12.3031 | 7.9953 | 5.8325 | -3.5623 | 12.3506 | 7.9336 | 5.7874 | -3.6983 | 12.5014 | 7.6937 | 5.6124 | -4.1985 | 12.3936 | 7.8622 | 5.7354 | -3.8955 | 12.6212 | 7.497 | 5.469 | -4.65 | 12.6735 | 7.3083 | 5.3313 | -5.1938 | 12.6867 | 7.3054 | 5.3292 | -4.6519 | 11.795 | 9.5513 | 6.9676 | 3.6891 | 11.866 | 9.4381 | 6.885 | 3.3923 | 11.9133 | 9.1976 | 6.7095 | 2.2405 | 11.9813 | 8.9226 | 6.5089 | 0.98642 | 12.0538 | 8.6725 | 6.3265 | -0.12495 | 12.1302 | 8.4072 | 6.1329 | -1.2968 | 12.2135 | 7.9405 | 5.7925 | -3.6211 | 12.3012 | 7.8752 | 5.7449 | -3.6119 | 12.4056 | 7.7783 | 5.6742 | -3.7571 | 12.4652 | 7.6836 | 5.6051 | -3.8968 | 12.6603 | 7.2572 | 5.2941 | -4.822 | 12.5169 | 7.5876 | 5.535 | -4.0745 | 12.858 | 6.6611 | 4.8592 | -7.1659 | 12.9509 | 6.1106 | 4.4576 | -9.3258 | 12.9924 | 5.9066 | 4.3088 | -9.7162 | 11.795 | 9.5513 | 6.9676 | 3.6891 | 11.8493 | 9.4459 | 6.8907 | 3.4247 | 11.8778 | 9.2126 | 6.7205 | 2.3085 | 11.9267 | 8.9337 | 6.517 | 1.0856 | 11.9791 | 8.6844 | 6.3352 | 0.0065049 | 12.0347 | 8.4246 | 6.1456 | -1.1273 | 12.0965 | 7.9739 | 5.8168 | -3.4116 | 12.1646 | 7.9113 | 5.7712 | -3.4101 | 12.2641 | 7.7462 | 5.6507 | -3.938 | 12.3401 | 7.5787 | 5.5286 | -4.4981 | 12.5855 | 6.9582 | 5.0759 | -6.6452 | 12.4103 | 7.4029 | 5.4003 | -5.1206 | 12.7741 | 6.2326 | 4.5466 | -8.8319 | 12.8414 | 5.7918 | 4.2251 | -10.4695 | 12.8155 | 5.9189 | 4.3177 | -9.2796
WOODHOUSE PARK | MOSS NOOK | SOUTH MANCHESTER | 382132 | 386340 | 23.9469 | 11.2672 | 8.098 | 9.8288 | 24.2453 | 10.9418 | 7.8641 | 8.2687 | 24.3392 | 10.7436 | 7.7216 | 7.9589 | 24.4529 | 10.3109 | 7.4107 | 7.618 | 24.571 | 9.9488 | 7.1504 | 7.2383 | 24.6986 | 9.939 | 7.1434 | 6.8171 | 24.8387 | 9.9554 | 7.1551 | 6.5179 | 24.9905 | 9.8778 | 7.0993 | 6.1533 | 25.1851 | 9.7776 | 7.0274 | 5.796 | 25.3522 | 9.7082 | 6.9775 | 5.4889 | 25.8421 | 9.2094 | 6.619 | 3.8217 | 25.51 | 9.6285 | 6.9202 | 5.248 | 26.0988 | 7.9389 | 5.7058 | -0.32422 | 26.2309 | 7.5155 | 5.4015 | -3.5932 | 26.2759 | 6.9381 | 4.9866 | -6.2487 | 23.9496 | 11.2672 | 8.098 | 9.8288 | 24.2577 | 11.0727 | 7.9582 | 8.9054 | 24.308 | 11.0452 | 7.9384 | 8.8937 | 24.3847 | 10.9657 | 7.8812 | 8.7504 | 24.4721 | 10.8784 | 7.8185 | 8.585 | 24.5688 | 10.8145 | 7.7726 | 8.4323 | 24.6847 | 10.7667 | 7.7383 | 8.3513 | 24.8225 | 10.687 | 7.681 | 8.0958 | 24.9663 | 10.5876 | 7.6095 | 7.8068 | 25.0646 | 10.5014 | 7.5476 | 7.6243 | 25.1813 | 10.2416 | 7.3609 | 6.983 | 25.0941 | 10.4243 | 7.4922 | 7.4665 | 25.2883 | 9.7793 | 7.0286 | 6.3298 | 25.3325 | 9.8355 | 7.069 | 5.9794 | 25.3442 | 9.8679 | 7.0922 | 5.7267 | 23.9469 | 11.2672 | 8.098 | 9.8288 | 24.2454 | 11.0217 | 7.9215 | 8.6797 | 24.3393 | 10.829 | 7.783 | 8.4781 | 24.4529 | 10.3844 | 7.4635 | 8.2102 | 24.5711 | 10.0045 | 7.1904 | 7.9388 | 24.6987 | 10.1043 | 7.2622 | 7.6836 | 24.8387 | 10.1531 | 7.2972 | 7.5718 | 24.9903 | 10.0945 | 7.2551 | 7.3574 | 25.1849 | 10.0179 | 7.2001 | 7.1109 | 25.352 | 9.9586 | 7.1575 | 6.8575 | 25.8375 | 9.5979 | 6.8982 | 5.9376 | 25.5096 | 9.8833 | 7.1034 | 6.6253 | 26.0879 | 8.8712 | 6.3759 | 5.0412 | 26.2108 | 9.0625 | 6.5134 | 4.5553 | 26.2507 | 8.9261 | 6.4154 | 4.3558 | 23.9465 | 11.2672 | 8.098 | 9.8288 | 24.2711 | 10.84 | 7.7909 | 7.917 | 24.3963 | 10.618 | 7.6313 | 7.5889 | 24.5516 | 10.0874 | 7.25 | 7.271 | 24.7303 | 9.9191 | 7.129 | 6.9182 | 24.9385 | 9.9072 | 7.1205 | 6.5366 | 25.1706 | 9.8428 | 7.0742 | 6.2957 | 25.3939 | 9.7482 | 7.0062 | 5.9962 | 25.6242 | 9.6138 | 6.9096 | 5.6919 | 25.7283 | 9.4471 | 6.7898 | 5.4316 | 26.121 | 8.7901 | 6.3176 | 3.9119 | 25.8177 | 9.3539 | 6.7228 | 5.2406 | 26.5545 | 7.7471 | 5.568 | -0.063653 | 26.7559 | 7.061 | 5.0749 | -3.1816 | 26.8619 | 6.474 | 4.653 | -5.7113 | 23.9465 | 11.2672 | 8.098 | 9.8288 | 24.2554 | 10.8259 | 7.7808 | 7.7729 | 24.3682 | 10.5705 | 7.5972 | 7.4651 | 24.5146 | 9.9093 | 7.122 | 7.1813 | 24.6821 | 10.0863 | 7.2492 | 6.8673 | 24.8735 | 9.9939 | 7.1828 | 6.5367 | 25.0898 | 9.9189 | 7.1289 | 6.3445 | 25.3157 | 9.8 | 7.0435 | 6.0495 | 25.5664 | 9.5458 | 6.8607 | 5.1548 | 25.7138 | 9.2503 | 6.6484 | 4.2348 | 26.1949 | 8.311 | 5.9733 | 0.73813 | 25.8506 | 8.9337 | 6.4208 | 3.3387 | 26.5623 | 7.3375 | 5.2736 | -2.9392 | 26.715 | 6.8623 | 4.9321 | -5.1967 | 26.6836 | 6.674 | 4.7968 | -5.0295
WOODLEY | VERNON PARK | BREDBURY | 393116 | 392019 | 15.7016 | 2.5852 | 1.858 | 15.3703 | 12.3471 | 2.0329 | 1.4611 | 12.3471 | 9.3864 | 1.5454 | 1.1107 | 9.3864 | 6.2728 | 1.0328 | 0.74227 | 6.2728 | 4.5019 | 0.7412 | 0.53271 | 4.5019 | 1.9375 | 0.319 | 0.22927 | 1.9375 | 0.6307 | 0.10384 | 0.074632 | 0.6307 | 0.82463 | 0.13577 | 0.09758 | 0.82463 | 0.39348 | 0.064783 | 0.046561 | 0.39348 | 2.6844 | 0.44197 | 0.31765 | 2.6844 | 2.6844 | 0.44197 | 0.31765 | 2.6844 | 2.6844 | 0.44197 | 0.31765 | 2.6844 | 2.6844 | 0.44197 | 0.31765 | 2.6844 | 2.6844 | 0.44197 | 0.31765 | 2.6844 | 2.6844 | 0.44197 | 0.31765 | 1.4123 | 15.7016 | 2.5852 | 1.858 | 15.3703 | 13.0015 | 2.1406 | 1.5385 | 13.0015 | 10.9296 | 1.7995 | 1.2933 | 10.9296 | 8.7525 | 1.441 | 1.0357 | 8.7525 | 6.1149 | 1.0068 | 0.72358 | 6.1149 | 3.1086 | 0.5118 | 0.36784 | 3.1086 | 2.4299 | 0.40006 | 0.28753 | 2.4299 | 2.4804 | 0.40838 | 0.29351 | 2.4804 | 2.0629 | 0.33964 | 0.24411 | 2.0629 | 1.7241 | 0.28387 | 0.20402 | 1.7241 | 0.37238 | 0.06131 | 0.044065 | 0.37238 | 1.4592 | 0.24025 | 0.17267 | 1.4592 | 2.6844 | 0.44197 | 0.31765 | 2.6844 | 5.4966 | 0.90498 | 0.65043 | 5.4966 | 9.5973 | 1.5801 | 1.1357 | 9.5973 | 15.7016 | 2.5852 | 1.858 | 15.3703 | 13.3391 | 2.1962 | 1.5784 | 13.3391 | 11.1344 | 1.8332 | 1.3176 | 11.1344 | 8.6816 | 1.4294 | 1.0273 | 8.6816 | 6.1833 | 1.018 | 0.73168 | 6.1833 | 2.8492 | 0.4691 | 0.33715 | 2.8492 | 1.4714 | 0.24226 | 0.17411 | 1.4714 | 1.5028 | 0.24743 | 0.17783 | 1.5028 | 1.3647 | 0.22468 | 0.16148 | 1.3647 | 0.88085 | 0.14502 | 0.10423 | 0.88085 | 2.6844 | 0.44197 | 0.31765 | 2.6844 | 0.59072 | 0.097258 | 0.069901 | 0.59072 | 2.6844 | 0.44197 | 0.31765 | 2.6844 | 4.831 | 0.79538 | 0.57166 | 4.831 | 4.1972 | 0.69104 | 0.49666 | 4.1972 | 15.7016 | 2.5852 | 1.858 | 15.3703 | 12.6589 | 2.0842 | 1.498 | 12.6589 | 10.2758 | 1.6918 | 1.216 | 10.2758 | 7.705 | 1.2686 | 0.91175 | 7.705 | 4.4306 | 0.72946 | 0.52428 | 4.4306 | 1.4661 | 0.24138 | 0.17348 | 1.4661 | 1.1877 | 0.19554 | 0.14054 | 1.1877 | 0.81842 | 0.13475 | 0.096845 | 0.81842 | 2.6844 | 0.44197 | 0.31765 | 2.6844 | 2.6844 | 0.44197 | 0.31765 | 2.6844 | 2.6844 | 0.44197 | 0.31765 | 2.6844 | 2.6844 | 0.44197 | 0.31765 | 2.6844 | 2.6844 | 0.44197 | 0.31765 | 2.6844 | 2.6844 | 0.44197 | 0.31765 | 2.6844 | 2.6844 | 0.44197 | 0.31765 | 1.5151 | 15.7016 | 2.5852 | 1.858 | 15.3703 | 12.6353 | 2.0803 | 1.4952 | 12.6353 | 10.4795 | 1.7254 | 1.2401 | 10.4795 | 7.9376 | 1.3069 | 0.93927 | 7.9376 | 4.6544 | 0.76632 | 0.55077 | 4.6544 | 2.2623 | 0.37248 | 0.26771 | 2.2623 | 2.0492 | 0.33738 | 0.24248 | 2.0492 | 1.73 | 0.28482 | 0.20471 | 1.73 | 0.29579 | 0.048699 | 0.035001 | 0.29579 | 2.6844 | 0.44197 | 0.31765 | 2.6844 | 1.6541 | 0.27234 | 0.19574 | 1.6541 | 2.6844 | 0.44197 | 0.31765 | 2.6844 | 2.6844 | 0.44197 | 0.31765 | 2.6844 | 2.6844 | 0.44197 | 0.31765 | 1.8583 | 2.6844 | 0.44197 | 0.31765 | 1.9454
WOOLFOLD | BURY | KEARSLEY | 378874 | 411666 | 29.0999 | 14.5815 | 10.48 | 16.3292 | 29.3133 | 14.5147 | 10.432 | 15.9625 | 29.4375 | 14.388 | 10.3409 | 15.5088 | 29.5912 | 14.2721 | 10.2576 | 15.2522 | 29.7583 | 14.1403 | 10.1629 | 14.775 | 29.9475 | 14.0221 | 10.078 | 14.4344 | 30.1221 | 13.8465 | 9.9517 | 14.0828 | 30.3133 | 13.8416 | 9.9482 | 13.7805 | 30.5517 | 13.7532 | 9.8847 | 13.4518 | 30.7406 | 13.6552 | 9.8143 | 13.132 | 31.416 | 13.1359 | 9.441 | 10.7666 | 30.9202 | 13.5801 | 9.7603 | 12.8474 | 31.83 | 12.1587 | 8.7387 | 5.0828 | 32.0145 | 11.4951 | 8.2617 | 0.3223 | 32.1038 | 10.8814 | 7.8207 | -2.8529 | 29.0834 | 14.5815 | 10.48 | 16.3292 | 29.2896 | 14.5224 | 10.4375 | 15.9272 | 29.3301 | 14.467 | 10.3977 | 15.7477 | 29.3957 | 14.4245 | 10.3671 | 15.6898 | 29.4665 | 14.3591 | 10.3202 | 15.3982 | 29.5435 | 14.3008 | 10.2782 | 15.2518 | 29.6391 | 14.2244 | 10.2233 | 14.9869 | 29.7562 | 14.1365 | 10.1602 | 14.6086 | 29.8797 | 14.0259 | 10.0807 | 14.1636 | 29.9647 | 13.9594 | 10.0329 | 13.9042 | 30.3013 | 13.7638 | 9.8923 | 12.9211 | 30.0458 | 13.9243 | 10.0076 | 13.663 | 30.6035 | 13.7308 | 9.8686 | 12.0863 | 30.7247 | 13.9067 | 9.995 | 11.5796 | 30.8043 | 13.8894 | 9.9826 | 11.3788 | 29.0999 | 14.5815 | 10.48 | 16.3292 | 29.3133 | 14.5197 | 10.4356 | 15.9854 | 29.4375 | 14.4348 | 10.3746 | 15.5619 | 29.5912 | 14.3249 | 10.2956 | 15.3357 | 29.7583 | 14.1952 | 10.2024 | 14.912 | 29.9475 | 14.0931 | 10.129 | 14.6608 | 30.1221 | 13.9078 | 9.9958 | 14.4141 | 30.3133 | 13.9235 | 10.0071 | 14.1875 | 30.5517 | 13.8504 | 9.9546 | 13.8961 | 30.7406 | 13.7539 | 9.8852 | 13.5883 | 31.416 | 13.4551 | 9.6704 | 12.4119 | 30.9202 | 13.6657 | 9.8218 | 13.2979 | 31.83 | 13.3105 | 9.5665 | 11.2632 | 32.0145 | 13.3948 | 9.6271 | 10.6006 | 32.1038 | 13.423 | 9.6474 | 10.4171 | 29.1068 | 14.5815 | 10.48 | 16.3292 | 29.3359 | 14.5151 | 10.4323 | 16.0063 | 29.4958 | 14.3898 | 10.3422 | 15.6037 | 29.7045 | 14.2787 | 10.2624 | 15.3827 | 29.9569 | 14.0424 | 10.0926 | 14.9544 | 30.228 | 14.0002 | 10.0622 | 14.7012 | 30.5081 | 13.9086 | 9.9964 | 14.4766 | 30.789 | 13.8113 | 9.9265 | 14.3272 | 31.13 | 13.7429 | 9.8773 | 14.1289 | 31.3384 | 13.628 | 9.7947 | 13.8406 | 31.9224 | 12.9325 | 9.2948 | 11.5403 | 31.4885 | 13.5053 | 9.7065 | 13.528 | 32.5496 | 11.9638 | 8.5986 | 6.4618 | 32.9209 | 11.388 | 8.1848 | 1.997 | 33.1472 | 10.8139 | 7.7722 | -0.96202 | 29.1068 | 14.5815 | 10.48 | 16.3292 | 29.3241 | 14.5248 | 10.4393 | 16.0458 | 29.4768 | 14.419 | 10.3632 | 15.6805 | 29.6871 | 14.3139 | 10.2877 | 15.4792 | 29.937 | 14.1487 | 10.169 | 15.0787 | 30.1929 | 14.0869 | 10.1245 | 14.8682 | 30.4584 | 13.9989 | 10.0613 | 14.6837 | 30.8033 | 13.9245 | 10.0078 | 14.3718 | 31.0981 | 13.6681 | 9.8235 | 13.1977 | 31.3156 | 13.3996 | 9.6305 | 11.9583 | 32.0394 | 12.9869 | 9.3339 | 7.188 | 31.518 | 13.1601 | 9.4584 | 10.7536 | 32.6452 | 11.6747 | 8.3909 | 2.2479 | 32.94 | 10.9613 | 7.8781 | -0.83504 | 32.9739 | 10.9327 | 7.8575 | -0.18596
WORDSWORTH ST | BOLTON | KEARSLEY | 370709 | 410873 | 31.3514 | 9.7094 | 7.0829 | 14.5536 | 31.498 | 9.5873 | 6.9938 | 14.0915 | 31.6021 | 9.4101 | 6.8645 | 13.6552 | 31.7482 | 9.2586 | 6.754 | 13.3651 | 31.8978 | 9.063 | 6.6113 | 12.7574 | 32.0603 | 8.9767 | 6.5484 | 12.4342 | 32.2441 | 8.8564 | 6.4606 | 12.1447 | 32.448 | 8.7658 | 6.3945 | 11.8282 | 32.6766 | 8.637 | 6.3006 | 11.3816 | 32.8285 | 8.5192 | 6.2147 | 11.1089 | 33.2576 | 7.8885 | 5.7546 | 8.5531 | 32.9704 | 8.3376 | 6.0822 | 10.8674 | 33.5784 | 6.4836 | 4.7297 | 1.8759 | 33.7306 | 5.7129 | 4.1675 | -3.6739 | 29.0633 | 4.7144 | 3.4391 | -7.3151 | 31.3535 | 9.7094 | 7.0829 | 14.5536 | 31.5016 | 9.6132 | 7.0127 | 14.0496 | 31.5185 | 9.5351 | 6.9558 | 13.8882 | 31.5732 | 9.4659 | 6.9052 | 13.8187 | 31.622 | 9.3259 | 6.8031 | 13.4302 | 31.6527 | 9.2575 | 6.7532 | 13.342 | 31.7095 | 9.1783 | 6.6955 | 13.1869 | 31.8037 | 9.1167 | 6.6505 | 12.8412 | 31.9209 | 9.001 | 6.5661 | 12.3283 | 31.9721 | 8.9513 | 6.5299 | 12.1502 | 32.1507 | 8.7368 | 6.3734 | 11.32 | 32.0199 | 8.9083 | 6.4985 | 11.9738 | 32.3245 | 8.5535 | 6.2397 | 10.6062 | 32.429 | 8.6944 | 6.3425 | 10.1644 | 32.4668 | 8.9266 | 6.5118 | 10.0277 | 31.3514 | 9.7094 | 7.0829 | 14.5536 | 31.498 | 9.6161 | 7.0148 | 14.1274 | 31.6021 | 9.466 | 6.9053 | 13.7318 | 31.7482 | 9.3484 | 6.8196 | 13.4916 | 31.8978 | 9.185 | 6.7003 | 12.9653 | 32.0603 | 9.0826 | 6.6256 | 12.7692 | 32.2441 | 8.9745 | 6.5468 | 12.6272 | 32.448 | 8.8815 | 6.4789 | 12.4175 | 32.6766 | 8.7791 | 6.4042 | 12.0286 | 32.8285 | 8.6663 | 6.322 | 11.7697 | 33.2576 | 8.3024 | 6.0565 | 10.6408 | 32.9704 | 8.5204 | 6.2155 | 11.5145 | 33.5784 | 7.9733 | 5.8164 | 9.5896 | 33.7306 | 8.1244 | 5.9267 | 8.9788 | 33.7774 | 7.8433 | 5.7216 | 8.9116 | 31.3512 | 9.7094 | 7.0829 | 14.5536 | 31.5021 | 9.5651 | 6.9776 | 14.1362 | 31.6181 | 9.427 | 6.8769 | 13.7486 | 31.7928 | 9.3103 | 6.7917 | 13.4945 | 31.9869 | 9.1107 | 6.6461 | 12.9355 | 32.1977 | 8.9529 | 6.531 | 12.6935 | 32.4318 | 8.819 | 6.4333 | 12.5202 | 32.6816 | 8.6431 | 6.305 | 12.3451 | 32.9391 | 8.5402 | 6.23 | 12.0202 | 33.0917 | 8.4575 | 6.1696 | 11.8237 | 33.6324 | 7.6692 | 5.5945 | 9.4478 | 33.2255 | 8.3208 | 6.0699 | 11.6006 | 34.2257 | 6.1801 | 4.5083 | 3.1988 | 32.9306 | 5.3417 | 3.8967 | -2.08 | 28.3524 | 4.599 | 3.3549 | -5.5052 | 31.3512 | 9.7094 | 7.0829 | 14.5536 | 31.4789 | 9.5819 | 6.9898 | 14.189 | 31.5735 | 9.5047 | 6.9336 | 13.8542 | 31.7275 | 9.4023 | 6.8589 | 13.6308 | 31.9004 | 9.2472 | 6.7457 | 13.113 | 32.0892 | 9.1225 | 6.6548 | 12.9269 | 32.301 | 8.8811 | 6.4786 | 12.8049 | 32.541 | 8.8878 | 6.4835 | 12.4545 | 32.8166 | 8.5243 | 6.2184 | 10.9371 | 33.0262 | 8.2374 | 6.0091 | 9.5173 | 33.719 | 7.2637 | 5.2988 | 3.921 | 33.2217 | 7.923 | 5.7798 | 8.1252 | 34.2877 | 5.5918 | 4.0791 | -1.8857 | 29.5068 | 4.7863 | 3.4915 | -5.4445 | 29.5637 | 4.7955 | 3.4983 | -4.4757
WORSLEY MESNES | WIGAN | WASHWAY FARM / KIRKBY | 357435 | 403977 | 25.8362 | 14.2717 | 10.411 | 19.2567 | 26.0049 | 14.0597 | 10.2563 | 18.5139 | 26.1062 | 13.6788 | 9.9785 | 17.4312 | 26.2235 | 13.3078 | 9.7079 | 16.3239 | 26.321 | 12.7721 | 9.3171 | 14.0175 | 26.4216 | 12.3367 | 8.9995 | 11.7195 | 26.5349 | 12.0325 | 8.7775 | 10.217 | 26.6606 | 11.7293 | 8.5564 | 8.7224 | 26.8004 | 11.4875 | 8.38 | 7.6576 | 26.8979 | 11.376 | 8.2987 | 7.3606 | 27.2373 | 10.8479 | 7.9134 | 5.5572 | 26.9903 | 11.296 | 8.2403 | 7.1183 | 27.5525 | 9.9356 | 7.2479 | 1.2491 | 27.7248 | 9.3187 | 6.7978 | -2.286 | 27.8308 | 8.6663 | 6.3219 | -4.8996 | 25.8394 | 14.2717 | 10.411 | 19.2567 | 25.9941 | 14.1397 | 10.3147 | 18.6945 | 25.9998 | 13.9505 | 10.1767 | 18.2182 | 26.0353 | 13.7429 | 10.0253 | 17.6526 | 26.0633 | 13.4497 | 9.8114 | 16.4815 | 26.0865 | 13.1689 | 9.6065 | 15.3321 | 26.137 | 12.9451 | 9.4433 | 14.5111 | 26.2166 | 12.7613 | 9.3092 | 13.5907 | 26.3074 | 12.6035 | 9.1941 | 12.8649 | 26.35 | 12.5404 | 9.148 | 12.6231 | 26.51 | 12.3248 | 8.9908 | 11.8162 | 26.3908 | 12.4866 | 9.1088 | 12.415 | 26.6777 | 12.1728 | 8.8799 | 11.0698 | 26.7964 | 12.2012 | 8.9006 | 10.6798 | 26.8629 | 12.1152 | 8.8379 | 10.4684 | 25.8362 | 14.2717 | 10.411 | 19.2567 | 26.005 | 14.1308 | 10.3082 | 18.7201 | 26.1064 | 13.8161 | 10.0787 | 17.6902 | 26.2237 | 13.4887 | 9.8398 | 16.6101 | 26.3218 | 12.9911 | 9.4768 | 14.3461 | 26.4226 | 12.5039 | 9.1214 | 12.1203 | 26.5361 | 12.1582 | 8.8692 | 10.7032 | 26.6614 | 11.8661 | 8.6561 | 9.2685 | 26.8013 | 11.631 | 8.4847 | 8.2265 | 26.8982 | 11.5078 | 8.3948 | 7.9315 | 27.2309 | 11.1479 | 8.1322 | 6.9394 | 26.9896 | 11.4276 | 8.3362 | 7.6754 | 27.5195 | 10.9323 | 7.9749 | 6.032 | 27.6784 | 10.9814 | 8.0107 | 5.5536 | 27.7581 | 10.8371 | 7.9055 | 5.394 | 25.8358 | 14.2717 | 10.411 | 19.2567 | 26.0103 | 14.0185 | 10.2263 | 18.4487 | 26.1227 | 13.6875 | 9.9848 | 17.3852 | 26.2422 | 13.3528 | 9.7407 | 16.2997 | 26.3595 | 12.8086 | 9.3437 | 14.0198 | 26.4864 | 12.2912 | 8.9663 | 11.7725 | 26.6282 | 11.9247 | 8.6989 | 10.3468 | 26.7804 | 11.6115 | 8.4705 | 8.9484 | 26.9683 | 11.361 | 8.2877 | 7.9601 | 27.1016 | 11.2315 | 8.1933 | 7.7108 | 27.5933 | 10.5972 | 7.7305 | 6.071 | 27.225 | 11.1127 | 8.1065 | 7.5197 | 28.1265 | 9.5982 | 7.0018 | 1.9568 | 28.4259 | 8.9422 | 6.5232 | -1.4604 | 28.5828 | 8.2977 | 6.0531 | -3.9191 | 25.8358 | 14.2717 | 10.411 | 19.2567 | 26.0002 | 14.017 | 10.2252 | 18.4344 | 26.0916 | 13.7836 | 10.0549 | 17.3948 | 26.1989 | 13.527 | 9.8678 | 16.3277 | 26.3038 | 13.0732 | 9.5367 | 14.0688 | 26.418 | 12.6238 | 9.2089 | 11.8541 | 26.5485 | 12.3116 | 8.9811 | 10.4573 | 26.6981 | 11.9853 | 8.7431 | 8.9539 | 26.9123 | 11.5993 | 8.4615 | 7.2771 | 27.0846 | 11.3306 | 8.2655 | 6.3122 | 27.6833 | 10.5832 | 7.7203 | 2.7152 | 27.2484 | 11.098 | 8.0958 | 5.3944 | 28.1973 | 9.3798 | 6.8424 | -1.1447 | 28.4238 | 8.6366 | 6.3003 | -3.5246 | 28.4301 | 8.4535 | 6.1667 | -3.2635
WRIGHTINGTON | WRIGHTINGTON | PENWORTHAM WEST / STANAH | 353466 | 413290 | 30.1534 | 16.3742 | 11.7685 | 16.7563 | 30.3382 | 15.557 | 11.1812 | 15.1212 | 30.528 | 15.0856 | 10.8423 | 14.295 | 30.7044 | 14.764 | 10.6112 | 13.7199 | 30.8718 | 14.406 | 10.3539 | 13.017 | 31.0574 | 14.116 | 10.1454 | 12.2983 | 31.2658 | 13.8165 | 9.9302 | 11.5019 | 31.4946 | 13.5517 | 9.7399 | 10.8668 | 31.7752 | 13.2785 | 9.5435 | 10.1775 | 31.9828 | 13.0345 | 9.3682 | 9.565 | 32.708 | 11.786 | 8.4709 | 6.7884 | 32.18 | 12.81 | 9.2068 | 9.0532 | 33.3369 | 9.5385 | 6.8555 | 1.9437 | 33.6656 | 7.9568 | 5.7187 | -1.0382 | 33.7928 | 6.4969 | 4.6694 | -3.6247 | 30.1274 | 16.3742 | 11.7685 | 16.7563 | 30.3043 | 15.9444 | 11.4596 | 15.7574 | 30.3521 | 15.7107 | 11.2916 | 15.4558 | 30.4327 | 15.5315 | 11.1628 | 15.2232 | 30.5163 | 15.3029 | 10.9985 | 14.8796 | 30.6046 | 15.1096 | 10.8596 | 14.5698 | 30.7226 | 14.8687 | 10.6865 | 14.1064 | 30.8725 | 14.6477 | 10.5276 | 13.5531 | 31 | 14.4061 | 10.354 | 12.9356 | 31.0734 | 14.2667 | 10.2537 | 12.527 | 31.3549 | 13.7125 | 9.8555 | 11.003 | 31.143 | 14.1325 | 10.1573 | 12.1484 | 31.6758 | 13.0793 | 9.4003 | 9.3771 | 31.9143 | 12.6984 | 9.1266 | 8.3632 | 32.0872 | 12.3535 | 8.8787 | 7.7036 | 30.1534 | 16.3742 | 11.7685 | 16.7563 | 30.3382 | 15.7763 | 11.3388 | 15.5486 | 30.5281 | 15.3905 | 11.0615 | 14.8602 | 30.7045 | 15.1049 | 10.8562 | 14.3958 | 30.8723 | 14.7975 | 10.6352 | 13.8739 | 31.0581 | 14.5308 | 10.4436 | 13.4217 | 31.2667 | 14.2667 | 10.2538 | 12.9398 | 31.4951 | 14.0591 | 10.1045 | 12.5552 | 31.7758 | 13.8013 | 9.9193 | 11.9337 | 31.983 | 13.5404 | 9.7317 | 11.2839 | 32.7038 | 12.5185 | 8.9973 | 8.9539 | 32.1796 | 13.2944 | 9.555 | 10.6684 | 33.3149 | 11.5065 | 8.27 | 6.9321 | 33.6347 | 10.8738 | 7.8152 | 5.9737 | 33.7443 | 10.5091 | 7.5531 | 5.9128 | 30.162 | 16.3742 | 11.7685 | 16.7563 | 30.3664 | 15.3347 | 11.0214 | 14.8356 | 30.5812 | 14.8547 | 10.6764 | 13.9967 | 30.8004 | 14.5355 | 10.4469 | 13.4583 | 31.0439 | 14.1408 | 10.1633 | 12.8027 | 31.3232 | 13.7771 | 9.9019 | 12.1812 | 31.6112 | 13.3821 | 9.618 | 11.5285 | 31.904 | 13.0756 | 9.3977 | 11.0719 | 32.2687 | 12.7397 | 9.1563 | 10.5361 | 32.5296 | 12.3621 | 8.8849 | 10.0163 | 33.4654 | 10.5474 | 7.5806 | 7.4445 | 32.7625 | 12.0158 | 8.636 | 9.6042 | 28.4303 | 4.6808 | 3.3642 | 3.025 | 13.2864 | 2.1875 | 1.5722 | 0.40478 | 5.8737 | 0.96705 | 0.69504 | -1.9529 | 30.162 | 16.3742 | 11.7685 | 16.7563 | 30.3574 | 15.2596 | 10.9673 | 14.7081 | 30.5601 | 14.883 | 10.6967 | 13.8498 | 30.7552 | 14.6336 | 10.5175 | 13.315 | 30.9798 | 14.3235 | 10.2946 | 12.6943 | 31.2291 | 14.01 | 10.0693 | 12.1674 | 31.5055 | 13.6677 | 9.8232 | 11.6358 | 31.7974 | 13.3149 | 9.5697 | 11.268 | 32.227 | 12.7305 | 9.1497 | 10.2873 | 32.5585 | 12.1201 | 8.7109 | 9.1994 | 33.7069 | 9.6161 | 6.9113 | 5.0774 | 32.8721 | 11.5057 | 8.2694 | 8.1444 | 34.5419 | 6.8653 | 4.9342 | 1.4066 | 34.8242 | 5.8156 | 4.1798 | -0.39513 | 32.698 | 5.3835 | 3.8692 | -0.18324
YEALAND | KENDAL (PARKSIDE RD) | HARKER / HUTTON | 351537 | 475934 | 12.6404 | 12.6404 | 12.6404 | 9.0704 | 12.6689 | 12.6689 | 12.6689 | 8.8344 | 12.6953 | 12.6953 | 12.6953 | 8.674 | 12.729 | 12.729 | 12.729 | 8.5397 | 12.7602 | 12.7602 | 12.7602 | 8.3757 | 12.7989 | 12.7989 | 12.7989 | 8.2016 | 12.8443 | 12.8443 | 12.8443 | 8.0713 | 12.9021 | 12.9021 | 12.9021 | 7.9664 | 12.9684 | 12.9684 | 12.9684 | 7.8591 | 13.0336 | 13.0336 | 13.0336 | 7.719 | 13.4028 | 13.4028 | 13.4028 | 7.0034 | 13.1113 | 13.1113 | 13.1113 | 7.5943 | 14.0724 | 14.0724 | 14.0724 | 5.285 | 14.6388 | 14.6388 | 14.6388 | 3.7172 | 15.2098 | 15.2098 | 15.2098 | 2.0825 | 12.6379 | 12.6379 | 12.6379 | 9.0704 | 12.6688 | 12.6688 | 12.6688 | 8.8935 | 12.6763 | 12.6763 | 12.6763 | 8.8587 | 12.6909 | 12.6909 | 12.6909 | 8.8276 | 12.7054 | 12.7054 | 12.7054 | 8.7662 | 12.721 | 12.721 | 12.721 | 8.7093 | 12.7442 | 12.7442 | 12.7442 | 8.6592 | 12.7751 | 12.7751 | 12.7751 | 8.5812 | 12.8177 | 12.8177 | 12.8177 | 8.449 | 12.8507 | 12.8507 | 12.8507 | 8.3935 | 13.0626 | 13.0626 | 13.0626 | 8.0111 | 12.8922 | 12.8922 | 12.8922 | 8.312 | 13.3971 | 13.3971 | 13.3971 | 7.5546 | 13.8081 | 13.8081 | 13.8081 | 6.7921 | 14.1973 | 14.1973 | 14.1973 | 6.0476 | 12.6404 | 12.6404 | 12.6404 | 9.0704 | 12.67 | 12.67 | 12.67 | 8.8563 | 12.697 | 12.697 | 12.697 | 8.7103 | 12.7312 | 12.7312 | 12.7312 | 8.6004 | 12.768 | 12.768 | 12.768 | 8.4679 | 12.8096 | 12.8096 | 12.8096 | 8.3418 | 12.8574 | 12.8574 | 12.8574 | 8.265 | 12.9098 | 12.9098 | 12.9098 | 8.208 | 12.9768 | 12.9768 | 12.9768 | 8.1143 | 13.037 | 13.037 | 13.037 | 7.9776 | 13.3381 | 13.3381 | 13.3381 | 7.431 | 13.1042 | 13.1042 | 13.1042 | 7.8491 | 13.7346 | 13.7346 | 13.7346 | 6.7075 | 14.1644 | 14.1644 | 14.1644 | 5.7939 | 14.5523 | 14.5523 | 14.5523 | 5.0826 | 12.6415 | 12.6415 | 12.6415 | 9.0704 | 12.6715 | 12.6715 | 12.6715 | 8.8063 | 12.7014 | 12.7014 | 12.7014 | 8.6522 | 12.7429 | 12.7429 | 12.7429 | 8.5286 | 12.7943 | 12.7943 | 12.7943 | 8.3711 | 12.8768 | 12.8768 | 12.8768 | 8.1966 | 12.9775 | 12.9775 | 12.9775 | 8.0697 | 13.0929 | 13.0929 | 13.0929 | 7.9739 | 13.2337 | 13.2337 | 13.2337 | 7.8504 | 13.3856 | 13.3856 | 13.3856 | 7.563 | 14.2371 | 14.2371 | 14.2371 | 5.781 | 13.564 | 13.564 | 13.564 | 7.2106 | 15.2812 | 15.2812 | 15.2812 | 3.1207 | 15.9228 | 15.9228 | 15.9228 | 1.278 | 16.2358 | 16.2358 | 16.2358 | 0.35112 | 12.6415 | 12.6415 | 12.6415 | 9.0704 | 12.6729 | 12.6729 | 12.6729 | 8.7908 | 12.7047 | 12.7047 | 12.7047 | 8.6345 | 12.7571 | 12.7571 | 12.7571 | 8.5028 | 12.8437 | 12.8437 | 12.8437 | 8.323 | 12.9624 | 12.9624 | 12.9624 | 8.1334 | 13.1122 | 13.1122 | 13.1122 | 7.9854 | 13.2885 | 13.2885 | 13.2885 | 7.7275 | 13.5053 | 13.5053 | 13.5053 | 7.2354 | 13.7254 | 13.7254 | 13.7254 | 6.7093 | 14.6888 | 14.6888 | 14.6888 | 4.3906 | 13.9604 | 13.9604 | 13.9604 | 6.15 | 15.6761 | 15.6761 | 15.6761 | 1.9135 | 16.1294 | 16.1294 | 16.1294 | 0.6273 | 16.2381 | 16.2381 | 16.2381 | 0.45727

## Gen BSP Headroom
Click the scenario name to move directly to the associated results | Best View
Steady Progression
System Transformation
Consumer Transformation
Leading the Way
|  |  |  | Best View | [44 empty] | Steady Progression | [44 empty] | System Transformation | [44 empty] | Consumer Transformation | [44 empty] | Leading the Way
BSP Headroom |  |  |  | 2023 |  |  | 2024 |  |  | 2025 |  |  | 2026 |  |  | 2027 |  |  | 2028 |  |  | 2029 |  |  | 2030 |  |  | 2031 |  |  | 2032 |  |  | 2033 |  |  | 2036 |  |  | 2041 |  |  | 2046 |  |  | 2051 |  |  | 2023 |  |  | 2024 |  |  | 2025 |  |  | 2026 |  |  | 2027 |  |  | 2028 |  |  | 2029 |  |  | 2030 |  |  | 2031 |  |  | 2032 |  |  | 2033 |  |  | 2036 |  |  | 2041 |  |  | 2046 |  |  | 2051 |  |  | 2023 |  |  | 2024 |  |  | 2025 |  |  | 2026 |  |  | 2027 |  |  | 2028 |  |  | 2029 |  |  | 2030 |  |  | 2031 |  |  | 2032 |  |  | 2033 |  |  | 2036 |  |  | 2041 |  |  | 2046 |  |  | 2051 |  |  | 2023 |  |  | 2024 |  |  | 2025 |  |  | 2026 |  |  | 2027 |  |  | 2028 |  |  | 2029 |  |  | 2030 |  |  | 2031 |  |  | 2032 |  |  | 2033 |  |  | 2036 |  |  | 2041 |  |  | 2046 |  |  | 2051 |  |  | 2023 |  |  | 2024 |  |  | 2025 |  |  | 2026 |  |  | 2027 |  |  | 2028 |  |  | 2029 |  |  | 2030 |  |  | 2031 |  |  | 2032 |  |  | 2033 |  |  | 2036 |  |  | 2041 |  |  | 2046 |  |  | 2051
BSP | GSP Group | BSP Coordinates |  | Generation Headroom (MW) |  | Battery Headroom (MW) | Generation Headroom (MW) |  | Battery Headroom (MW) | Generation Headroom (MW) |  | Battery Headroom (MW) | Generation Headroom (MW) |  | Battery Headroom (MW) | Generation Headroom (MW) |  | Battery Headroom (MW) | Generation Headroom (MW) |  | Battery Headroom (MW) | Generation Headroom (MW) |  | Battery Headroom (MW) | Generation Headroom (MW) |  | Battery Headroom (MW) | Generation Headroom (MW) |  | Battery Headroom (MW) | Generation Headroom (MW) |  | Battery Headroom (MW) | Generation Headroom (MW) |  | Battery Headroom (MW) | Generation Headroom (MW) |  | Battery Headroom (MW) | Generation Headroom (MW) |  | Battery Headroom (MW) | Generation Headroom (MW) |  | Battery Headroom (MW) | Generation Headroom (MW) |  | Battery Headroom (MW) | Generation Headroom (MW) |  | Battery Headroom (MW) | Generation Headroom (MW) |  | Battery Headroom (MW) | Generation Headroom (MW) |  | Battery Headroom (MW) | Generation Headroom (MW) |  | Battery Headroom (MW) | Generation Headroom (MW) |  | Battery Headroom (MW) | Generation Headroom (MW) |  | Battery Headroom (MW) | Generation Headroom (MW) |  | Battery Headroom (MW) | Generation Headroom (MW) |  | Battery Headroom (MW) | Generation Headroom (MW) |  | Battery Headroom (MW) | Generation Headroom (MW) |  | Battery Headroom (MW) | Generation Headroom (MW) |  | Battery Headroom (MW) | Generation Headroom (MW) |  | Battery Headroom (MW) | Generation Headroom (MW) |  | Battery Headroom (MW) | Generation Headroom (MW) |  | Battery Headroom (MW) | Generation Headroom (MW) |  | Battery Headroom (MW) | Generation Headroom (MW) |  | Battery Headroom (MW) | Generation Headroom (MW) |  | Battery Headroom (MW) | Generation Headroom (MW) |  | Battery Headroom (MW) | Generation Headroom (MW) |  | Battery Headroom (MW) | Generation Headroom (MW) |  | Battery Headroom (MW) | Generation Headroom (MW) |  | Battery Headroom (MW) | Generation Headroom (MW) |  | Battery Headroom (MW) | Generation Headroom (MW) |  | Battery Headroom (MW) | Generation Headroom (MW) |  | Battery Headroom (MW) | Generation Headroom (MW) |  | Battery Headroom (MW) | Generation Headroom (MW) |  | Battery Headroom (MW) | Generation Headroom (MW) |  | Battery Headroom (MW) | Generation Headroom (MW) |  | Battery Headroom (MW) | Generation Headroom (MW) |  | Battery Headroom (MW) | Generation Headroom (MW) |  | Battery Headroom (MW) | Generation Headroom (MW) |  | Battery Headroom (MW) | Generation Headroom (MW) |  | Battery Headroom (MW) | Generation Headroom (MW) |  | Battery Headroom (MW) | Generation Headroom (MW) |  | Battery Headroom (MW) | Generation Headroom (MW) |  | Battery Headroom (MW) | Generation Headroom (MW) |  | Battery Headroom (MW) | Generation Headroom (MW) |  | Battery Headroom (MW) | Generation Headroom (MW) |  | Battery Headroom (MW) | Generation Headroom (MW) |  | Battery Headroom (MW) | Generation Headroom (MW) |  | Battery Headroom (MW) | Generation Headroom (MW) |  | Battery Headroom (MW) | Generation Headroom (MW) |  | Battery Headroom (MW) | Generation Headroom (MW) |  | Battery Headroom (MW) | Generation Headroom (MW) |  | Battery Headroom (MW) | Generation Headroom (MW) |  | Battery Headroom (MW) | Generation Headroom (MW) |  | Battery Headroom (MW) | Generation Headroom (MW) |  | Battery Headroom (MW) | Generation Headroom (MW) |  | Battery Headroom (MW) | Generation Headroom (MW) |  | Battery Headroom (MW) | Generation Headroom (MW) |  | Battery Headroom (MW) | Generation Headroom (MW) |  | Battery Headroom (MW) | Generation Headroom (MW) |  | Battery Headroom (MW) | Generation Headroom (MW) |  | Battery Headroom (MW) | Generation Headroom (MW) |  | Battery Headroom (MW) | Generation Headroom (MW) |  | Battery Headroom (MW) | Generation Headroom (MW) |  | Battery Headroom (MW) | Generation Headroom (MW) |  | Battery Headroom (MW) | Generation Headroom (MW) |  | Battery Headroom (MW) | Generation Headroom (MW) |  | Battery Headroom (MW) | Generation Headroom (MW) |  | Battery Headroom (MW)
| GSP Group | Easting | Northing | Inverter Based (PV, Wind etc.) | Synchronous (Gas, Diesel etc.) |  | Inverter Based (PV, Wind etc.) | Synchronous (Gas, Diesel etc.) |  | Inverter Based (PV, Wind etc.) | Synchronous (Gas, Diesel etc.) |  | Inverter Based (PV, Wind etc.) | Synchronous (Gas, Diesel etc.) |  | Inverter Based (PV, Wind etc.) | Synchronous (Gas, Diesel etc.) |  | Inverter Based (PV, Wind etc.) | Synchronous (Gas, Diesel etc.) |  | Inverter Based (PV, Wind etc.) | Synchronous (Gas, Diesel etc.) |  | Inverter Based (PV, Wind etc.) | Synchronous (Gas, Diesel etc.) |  | Inverter Based (PV, Wind etc.) | Synchronous (Gas, Diesel etc.) |  | Inverter Based (PV, Wind etc.) | Synchronous (Gas, Diesel etc.) |  | Inverter Based (PV, Wind etc.) | Synchronous (Gas, Diesel etc.) |  | Inverter Based (PV, Wind etc.) | Synchronous (Gas, Diesel etc.) |  | Inverter Based (PV, Wind etc.) | Synchronous (Gas, Diesel etc.) |  | Inverter Based (PV, Wind etc.) | Synchronous (Gas, Diesel etc.) |  | Inverter Based (PV, Wind etc.) | Synchronous (Gas, Diesel etc.) |  | Inverter Based (PV, Wind etc.) | Synchronous (Gas, Diesel etc.) |  | Inverter Based (PV, Wind etc.) | Synchronous (Gas, Diesel etc.) |  | Inverter Based (PV, Wind etc.) | Synchronous (Gas, Diesel etc.) |  | Inverter Based (PV, Wind etc.) | Synchronous (Gas, Diesel etc.) |  | Inverter Based (PV, Wind etc.) | Synchronous (Gas, Diesel etc.) |  | Inverter Based (PV, Wind etc.) | Synchronous (Gas, Diesel etc.) |  | Inverter Based (PV, Wind etc.) | Synchronous (Gas, Diesel etc.) |  | Inverter Based (PV, Wind etc.) | Synchronous (Gas, Diesel etc.) |  | Inverter Based (PV, Wind etc.) | Synchronous (Gas, Diesel etc.) |  | Inverter Based (PV, Wind etc.) | Synchronous (Gas, Diesel etc.) |  | Inverter Based (PV, Wind etc.) | Synchronous (Gas, Diesel etc.) |  | Inverter Based (PV, Wind etc.) | Synchronous (Gas, Diesel etc.) |  | Inverter Based (PV, Wind etc.) | Synchronous (Gas, Diesel etc.) |  | Inverter Based (PV, Wind etc.) | Synchronous (Gas, Diesel etc.) |  | Inverter Based (PV, Wind etc.) | Synchronous (Gas, Diesel etc.) |  | Inverter Based (PV, Wind etc.) | Synchronous (Gas, Diesel etc.) |  | Inverter Based (PV, Wind etc.) | Synchronous (Gas, Diesel etc.) |  | Inverter Based (PV, Wind etc.) | Synchronous (Gas, Diesel etc.) |  | Inverter Based (PV, Wind etc.) | Synchronous (Gas, Diesel etc.) |  | Inverter Based (PV, Wind etc.) | Synchronous (Gas, Diesel etc.) |  | Inverter Based (PV, Wind etc.) | Synchronous (Gas, Diesel etc.) |  | Inverter Based (PV, Wind etc.) | Synchronous (Gas, Diesel etc.) |  | Inverter Based (PV, Wind etc.) | Synchronous (Gas, Diesel etc.) |  | Inverter Based (PV, Wind etc.) | Synchronous (Gas, Diesel etc.) |  | Inverter Based (PV, Wind etc.) | Synchronous (Gas, Diesel etc.) |  | Inverter Based (PV, Wind etc.) | Synchronous (Gas, Diesel etc.) |  | Inverter Based (PV, Wind etc.) | Synchronous (Gas, Diesel etc.) |  | Inverter Based (PV, Wind etc.) | Synchronous (Gas, Diesel etc.) |  | Inverter Based (PV, Wind etc.) | Synchronous (Gas, Diesel etc.) |  | Inverter Based (PV, Wind etc.) | Synchronous (Gas, Diesel etc.) |  | Inverter Based (PV, Wind etc.) | Synchronous (Gas, Diesel etc.) |  | Inverter Based (PV, Wind etc.) | Synchronous (Gas, Diesel etc.) |  | Inverter Based (PV, Wind etc.) | Synchronous (Gas, Diesel etc.) |  | Inverter Based (PV, Wind etc.) | Synchronous (Gas, Diesel etc.) |  | Inverter Based (PV, Wind etc.) | Synchronous (Gas, Diesel etc.) |  | Inverter Based (PV, Wind etc.) | Synchronous (Gas, Diesel etc.) |  | Inverter Based (PV, Wind etc.) | Synchronous (Gas, Diesel etc.) |  | Inverter Based (PV, Wind etc.) | Synchronous (Gas, Diesel etc.) |  | Inverter Based (PV, Wind etc.) | Synchronous (Gas, Diesel etc.) |  | Inverter Based (PV, Wind etc.) | Synchronous (Gas, Diesel etc.) |  | Inverter Based (PV, Wind etc.) | Synchronous (Gas, Diesel etc.) |  | Inverter Based (PV, Wind etc.) | Synchronous (Gas, Diesel etc.) |  | Inverter Based (PV, Wind etc.) | Synchronous (Gas, Diesel etc.) |  | Inverter Based (PV, Wind etc.) | Synchronous (Gas, Diesel etc.) |  | Inverter Based (PV, Wind etc.) | Synchronous (Gas, Diesel etc.) |  | Inverter Based (PV, Wind etc.) | Synchronous (Gas, Diesel etc.) |  | Inverter Based (PV, Wind etc.) | Synchronous (Gas, Diesel etc.) |  | Inverter Based (PV, Wind etc.) | Synchronous (Gas, Diesel etc.) |  | Inverter Based (PV, Wind etc.) | Synchronous (Gas, Diesel etc.) |  | Inverter Based (PV, Wind etc.) | Synchronous (Gas, Diesel etc.) |  | Inverter Based (PV, Wind etc.) | Synchronous (Gas, Diesel etc.) |  | Inverter Based (PV, Wind etc.) | Synchronous (Gas, Diesel etc.) |  | Inverter Based (PV, Wind etc.) | Synchronous (Gas, Diesel etc.) |  | Inverter Based (PV, Wind etc.) | Synchronous (Gas, Diesel etc.) |  | Inverter Based (PV, Wind etc.) | Synchronous (Gas, Diesel etc.) |  | Inverter Based (PV, Wind etc.) | Synchronous (Gas, Diesel etc.) |  | Inverter Based (PV, Wind etc.) | Synchronous (Gas, Diesel etc.) |  | Inverter Based (PV, Wind etc.) | Synchronous (Gas, Diesel etc.) |  | Inverter Based (PV, Wind etc.) | Synchronous (Gas, Diesel etc.) |  | Inverter Based (PV, Wind etc.) | Synchronous (Gas, Diesel etc.)
ADSWOOD | BREDBURY | 389188 | 388310 | 142.1132 | 53.9336 | 82.4176 | 142.5114 | 52.0977 | 75.1311 | 143.0054 | 50.9654 | 73.3329 | 143.5265 | 50.2423 | 71.9296 | 144.0287 | 49.6676 | 70.5504 | 144.5496 | 49.101 | 69.0785 | 145.1438 | 48.6402 | 67.6278 | 145.8035 | 48.1366 | 66.2897 | 146.537 | 47.5653 | 64.948 | 147.0856 | 47.0203 | 63.6372 | 147.6229 | 46.5834 | 62.6946 | 149.1617 | 44.3642 | 56.2311 | 151.2487 | 39.4569 | 37.7096 | 152.4815 | 35.281 | 23.0014 | 153.1933 | 32.0567 | 12.8178 | 142.0501 | 53.9336 | 82.4176 | 142.5241 | 52.9946 | 78.9045 | 142.6126 | 52.4032 | 78.437 | 142.8904 | 51.976 | 77.7155 | 143.0975 | 51.5327 | 76.983 | 143.2367 | 51.1772 | 76.239 | 143.5198 | 50.8469 | 75.1023 | 143.866 | 50.4753 | 73.5329 | 144.2913 | 50.0133 | 71.79 | 144.5122 | 49.7701 | 70.7314 | 144.7379 | 49.6194 | 69.9494 | 145.4827 | 49.0689 | 67.683 | 146.5775 | 48.3982 | 64.5965 | 147.263 | 48.2106 | 62.8789 | 147.6681 | 48.1412 | 61.992 | 142.1132 | 53.9336 | 82.4176 | 142.5329 | 52.8189 | 78.3004 | 143.0178 | 51.8425 | 76.9733 | 143.5398 | 51.2862 | 75.7036 | 144.0445 | 50.7782 | 74.5388 | 144.5661 | 50.1482 | 73.4131 | 145.1421 | 49.668 | 72.3651 | 145.785 | 49.2298 | 71.3353 | 146.5047 | 48.6952 | 70.1621 | 147.0369 | 48.1622 | 68.9269 | 147.5557 | 47.7265 | 67.9834 | 149.0321 | 46.2424 | 65.0622 | 150.8595 | 44.2746 | 61.3218 | 151.8342 | 42.7693 | 59.2709 | 152.3064 | 41.4266 | 58.6022 | 142.1397 | 53.9336 | 82.4176 | 142.5596 | 51.6377 | 73.3136 | 143.0532 | 50.4792 | 71.4394 | 143.6483 | 50.0258 | 70.1662 | 144.2869 | 49.5327 | 68.9372 | 144.9841 | 48.7729 | 67.7014 | 145.7566 | 48.248 | 66.5962 | 146.5869 | 47.7567 | 65.6654 | 147.5931 | 47.1299 | 64.6474 | 148.3592 | 46.4641 | 63.3245 | 149.0579 | 45.8805 | 62.4048 | 151.0948 | 43.2078 | 57.0212 | 154.149 | 37.8548 | 39.2149 | 155.9804 | 33.5197 | 25.175 | 156.8352 | 30.3785 | 15.8241 | 142.1397 | 53.9336 | 82.4176 | 142.4985 | 51.4989 | 72.5147 | 142.9205 | 50.3539 | 70.7173 | 143.458 | 50.1758 | 69.5819 | 144.06 | 49.5947 | 68.496 | 144.7355 | 48.8681 | 67.4416 | 145.512 | 48.3254 | 66.4983 | 146.4247 | 47.6271 | 65.2165 | 147.5573 | 46.2291 | 61.2776 | 148.4821 | 44.8051 | 57.1265 | 149.2855 | 43.5052 | 53.3006 | 151.4044 | 39.656 | 41.9954 | 154.2373 | 33.4585 | 25.5132 | 155.694 | 29.4423 | 15.8479 | 154.7138 | 28.0676 | 17.8201
AGECROFT | KEARSLEY | 380345 | 401831 | 87.86 | 27.4221 | 34.1099 | 88.4014 | 19.4747 | 30.083 | 64.6407 | 11.7269 | 28.5829 | 23.5387 | 4.2703 | 23.5387 | 18.5588 | 3.3669 | 18.5588 | 14.9323 | 2.709 | 14.9323 | 11.5971 | 2.1039 | 11.5971 | 7.7664 | 1.4089 | 7.7664 | 3.8435 | 0.69726 | 3.8435 | 0.83955 | 0.15231 | 0.83955 | 10.6707 | 1.9358 | 10.6707 | 10.6707 | 1.9358 | 9.0207 | 10.6707 | 1.9358 | -12.0602 | 23.9543 | 4.3457 | -28.5251 | 15.0258 | 2.7259 | -40.2214 | 87.7989 | 27.4221 | 34.1099 | 88.4213 | 22.5997 | 30.9369 | 88.5392 | 18.0385 | 30.6089 | 75.6269 | 13.7199 | 29.8235 | 50.2286 | 9.1123 | 29.114 | 25.579 | 4.6404 | 25.579 | 23.3881 | 4.243 | 23.3881 | 20.3716 | 3.6957 | 20.3716 | 17.3954 | 3.1558 | 17.3954 | 16.0111 | 2.9047 | 16.0111 | 15.4444 | 2.8019 | 15.4444 | 13.7191 | 2.4889 | 13.7191 | 31.9767 | 5.8011 | 16.3092 | 66.7294 | 12.1058 | 14.2173 | 71.8728 | 13.0389 | 12.9693 | 87.86 | 27.4221 | 34.1099 | 88.4064 | 22.5724 | 31.0933 | 88.9283 | 17.7051 | 29.8595 | 71.9804 | 13.0584 | 28.4239 | 44.7556 | 8.1194 | 27.2225 | 18.8002 | 3.4107 | 18.8002 | 15.912 | 2.8867 | 15.912 | 12.5495 | 2.2767 | 12.5495 | 8.9296 | 1.62 | 8.9296 | 5.9626 | 1.0817 | 5.9626 | 4.3789 | 0.7944 | 4.3789 | 10.6707 | 1.9358 | 10.6707 | 22.8652 | 4.1481 | 12.3382 | 73.2896 | 13.2959 | 9.6943 | 77.0152 | 13.9718 | 8.7033 | 87.8856 | 27.4221 | 34.1099 | 88.4259 | 22.0277 | 29.7345 | 89.0024 | 17.0476 | 28.3453 | 67.8143 | 12.3026 | 26.8407 | 40.538 | 7.3542 | 25.4808 | 13.8776 | 2.5176 | 13.8776 | 9.9548 | 1.806 | 9.9548 | 5.7373 | 1.0408 | 5.7373 | 1.6635 | 0.30179 | 1.6635 | 10.6707 | 1.9358 | 10.6707 | 10.6707 | 1.9358 | 10.6707 | 10.6707 | 1.9358 | 10.6707 | 10.6707 | 1.9358 | -9.2924 | 13.7051 | 2.4863 | -25.0165 | 5.69 | 1.0323 | -35.5307 | 87.8856 | 27.4221 | 34.1099 | 88.3489 | 22.1058 | 29.6965 | 88.8356 | 17.3329 | 28.5031 | 70.2542 | 12.7452 | 27.1605 | 43.2002 | 7.8372 | 25.8687 | 16.8054 | 3.0488 | 16.8054 | 14.787 | 2.6826 | 14.787 | 11.6983 | 2.1223 | 11.6983 | 6.0974 | 1.1062 | 6.0974 | 2.2083 | 0.40062 | 2.2083 | 1.1629 | 0.21097 | 1.1629 | 68.6573 | 12.4555 | -4.8827 | 26.6964 | 4.8431 | -23.7712 | 0.95793 | 0.17378 | -34.4696 | 10.6707 | 1.9358 | -32.0015
ALTRINCHAM | CARRINGTON | 376380 | 389012 | 146.6648 | 49.4765 | 79.2439 | 147.7587 | 48.3317 | 75.0238 | 148.2684 | 47.6171 | 73.2889 | 148.8464 | 47.028 | 71.5523 | 149.4229 | 46.3891 | 69.969 | 150.0373 | 45.8278 | 68.3736 | 150.716 | 45.4623 | 66.7591 | 151.4683 | 44.8435 | 65.3069 | 152.3788 | 44.3108 | 63.8745 | 153.0912 | 43.8115 | 62.4118 | 153.7759 | 43.392 | 61.1082 | 155.6853 | 41.2897 | 53.6411 | 158.3059 | 36.8462 | 33.0437 | 159.7125 | 33.9314 | 16.5051 | 160.3556 | 30.985 | 4.7334 | 146.6609 | 49.4765 | 79.2439 | 147.6431 | 48.7821 | 76.4395 | 147.7335 | 48.5514 | 76.0451 | 147.9843 | 48.2502 | 75.144 | 148.2233 | 47.83 | 74.3054 | 148.4557 | 47.3966 | 73.5048 | 148.804 | 47.1786 | 72.2478 | 149.2235 | 46.6959 | 70.4999 | 149.708 | 46.2592 | 68.5626 | 149.9926 | 46.0788 | 67.4309 | 150.2673 | 46 | 66.365 | 151.139 | 45.4635 | 63.556 | 152.5023 | 44.8565 | 59.9207 | 153.5567 | 45.2284 | 57.8348 | 154.4204 | 45.5009 | 56.6494 | 146.6648 | 49.4765 | 79.2439 | 147.7594 | 48.7299 | 76.2728 | 148.2693 | 48.2162 | 74.8181 | 148.8476 | 47.7285 | 73.2547 | 149.427 | 47.0029 | 71.9316 | 150.043 | 46.3506 | 70.7318 | 150.723 | 46.0413 | 69.5774 | 151.4724 | 45.4969 | 68.485 | 152.3833 | 45.0034 | 67.2717 | 153.093 | 44.5223 | 65.9177 | 153.7722 | 44.0919 | 64.6306 | 155.6507 | 42.6464 | 61.1902 | 158.1251 | 40.982 | 56.7789 | 159.4791 | 40.4835 | 54.2554 | 159.9897 | 39.4038 | 53.1957 | 146.673 | 49.4765 | 79.2439 | 147.8464 | 48.2686 | 74.3911 | 148.4465 | 47.7265 | 72.7559 | 149.1899 | 47.2043 | 71.1576 | 150.0296 | 46.3689 | 69.7515 | 150.985 | 45.8069 | 68.4702 | 152.0439 | 45.3746 | 67.3114 | 153.117 | 44.7506 | 66.4062 | 154.4008 | 44.2062 | 65.4171 | 155.3631 | 43.6449 | 64.2291 | 156.2277 | 43.1661 | 63.2192 | 158.7348 | 41.0021 | 56.3969 | 161.278 | 36.2988 | 36.9346 | 162.6901 | 33.0877 | 21.4425 | 163.4118 | 30.1674 | 10.7624 | 146.673 | 49.4765 | 79.2439 | 147.7939 | 48.2903 | 74.1771 | 148.3539 | 47.8644 | 72.6919 | 149.0783 | 47.2792 | 71.2531 | 149.9018 | 46.5109 | 70.0151 | 150.8162 | 45.8448 | 68.9442 | 151.8434 | 45.2674 | 67.9819 | 153.1636 | 44.3389 | 66.7246 | 155.187 | 43.0511 | 62.5287 | 156.0108 | 41.7958 | 57.957 | 156.7904 | 40.6637 | 53.4834 | 158.8366 | 37.7379 | 40.7008 | 161.2827 | 31.6683 | 22.5515 | 155.911 | 28.2847 | 11.7758 | 146.8836 | 26.647 | 13.6786
ATHERTON | KEARSLEY | 366150 | 402088 | 125.4487 | 29.9181 | 53.8859 | 126.2641 | 27.5152 | 44.1414 | 126.9198 | 25.4232 | 40.7237 | 127.897 | 23.8328 | 37.4057 | 122.609 | 22.2432 | 27.8598 | 115.9241 | 21.0305 | 18.2069 | 109.6951 | 19.9004 | 14.5857 | 104.1641 | 18.897 | 11.2614 | 98.6497 | 17.8966 | 8.1823 | 94.4846 | 17.141 | 5.5496 | 90.5631 | 16.4296 | 3.232 | 71.2399 | 12.9241 | -10.2524 | 29.3295 | 5.3208 | -47.324 | 6.337 | 1.1496 | -76.2083 | 10.6707 | 1.9358 | -96.9777 | 125.3889 | 29.9181 | 53.8859 | 126.3707 | 28.4332 | 47.5827 | 126.3812 | 27.4793 | 46.4564 | 126.7254 | 26.869 | 44.598 | 126.9831 | 25.7843 | 42.4002 | 127.1782 | 24.9121 | 40.2187 | 127.634 | 24.2404 | 37.6437 | 128.3613 | 23.4102 | 34.3529 | 123.9954 | 22.4947 | 30.9209 | 121.2313 | 21.9933 | 28.8328 | 118.7532 | 21.5437 | 26.8132 | 112.5661 | 20.4213 | 21.1827 | 105.222 | 19.089 | 13.8676 | 111.0644 | 20.1488 | 9.6596 | 116.5808 | 21.1496 | 7.0287 | 125.4487 | 29.9181 | 53.8859 | 126.2681 | 28.3497 | 47.172 | 126.925 | 26.7509 | 44.393 | 127.9034 | 25.4445 | 41.3493 | 128.8459 | 23.6845 | 32.2153 | 121.9596 | 22.1254 | 23.2335 | 115.7136 | 20.9923 | 20.4122 | 110.7393 | 20.0899 | 17.656 | 105.5324 | 19.1453 | 14.8639 | 101.3289 | 18.3827 | 12.3053 | 97.2859 | 17.6492 | 9.9065 | 84.2456 | 15.2835 | 3.2246 | 67.3618 | 12.2205 | -5.8526 | 66.8724 | 12.1317 | -10.5907 | 54.2376 | 9.8396 | -12.6332 | 125.4677 | 29.9181 | 53.8859 | 126.2762 | 27.4003 | 42.5049 | 126.9924 | 25.6373 | 39.1382 | 128.0983 | 24.2337 | 36.0473 | 123.1934 | 22.3492 | 26.7777 | 113.3233 | 20.5586 | 17.5809 | 105.7547 | 19.1856 | 14.6214 | 99.9017 | 18.1238 | 12.1064 | 93.9924 | 17.0517 | 9.7412 | 88.7861 | 16.1072 | 7.6391 | 83.6553 | 15.1764 | 5.7423 | 59.7642 | 10.8422 | -7.0126 | 13.8384 | 2.5105 | -42.7089 | 10.6707 | 1.9358 | -70.2431 | 10.6707 | 1.9358 | -89.1338 | 125.4677 | 29.9181 | 53.8859 | 126.1682 | 27.5985 | 41.8983 | 126.7668 | 26.3438 | 38.744 | 127.7807 | 25.269 | 35.913 | 128.8976 | 23.5666 | 26.9045 | 121.6429 | 22.068 | 18.0536 | 114.5529 | 20.7817 | 15.407 | 107.2259 | 19.4525 | 12.173 | 95.0454 | 17.2428 | 4.1616 | 83.6403 | 15.1737 | -3.9728 | 72.6076 | 13.1722 | -11.9089 | 45.3015 | 8.2184 | -35.3949 | 10.6707 | 1.9358 | -67.8166 | 10.6707 | 1.9358 | -86.7286 | 10.6707 | 1.9358 | -83.8666
BARROW & SANDGATE | HARKER / HUTTON | 319709 | 470489 | 122.1065 | 32.7748 | 102.2829 | 122.4885 | 32.2915 | 113.6423 | 123.095 | 28.512 | 112.437 | 124.0383 | 24.5928 | 110.7411 | 112.9487 | 20.4907 | 109.4674 | 90.8506 | 16.4818 | 90.8506 | 69.6899 | 12.6428 | 69.6899 | 65.6967 | 11.9184 | 65.6967 | 61.5917 | 11.1737 | 61.5917 | 57.9525 | 10.5135 | 57.9525 | 54.7122 | 9.9257 | 54.7122 | 40.4737 | 7.3426 | 40.4737 | 10.1076 | 1.8337 | 10.1076 | 10.6707 | 1.9358 | 10.6707 | 10.6707 | 1.9358 | 10.6707 | 122.0715 | 32.7748 | 102.2829 | 122.4987 | 32.4976 | 114.4332 | 122.4149 | 32.412 | 114.6815 | 122.5844 | 32.2578 | 97.933 | 122.6153 | 31.9451 | 87.8404 | 122.4836 | 31.7241 | 77.8542 | 122.5032 | 31.5689 | 77.4963 | 122.6858 | 31.224 | 76.7308 | 122.9833 | 30.8307 | 75.7484 | 123.1348 | 30.6208 | 75.2295 | 123.2875 | 30.4264 | 74.7387 | 123.878 | 29.7964 | 73.2837 | 124.9197 | 28.7416 | 71.353 | 125.2963 | 28.7125 | 70.4734 | 125.2475 | 28.9259 | 70.2922 | 122.1065 | 32.7748 | 102.2829 | 122.4994 | 32.5145 | 114.6341 | 123.1073 | 28.824 | 113.7275 | 124.0444 | 24.9677 | 112.2485 | 115.2741 | 20.9126 | 111.2917 | 93.5875 | 16.9783 | 93.5875 | 72.7989 | 13.2069 | 72.7989 | 69.2508 | 12.5632 | 69.2508 | 65.2944 | 11.8454 | 65.2944 | 61.602 | 11.1756 | 61.602 | 58.3064 | 10.5777 | 58.3064 | 47.1948 | 8.5619 | 47.1948 | 29.8527 | 5.4158 | 29.8527 | 19.2697 | 3.4958 | 19.2697 | 11.0607 | 2.0066 | 11.0607 | 122.1228 | 32.7748 | 102.2829 | 122.5233 | 32.2114 | 113.4102 | 123.1951 | 28.4528 | 112.302 | 124.3136 | 24.4642 | 110.7549 | 110.9064 | 20.1202 | 109.5418 | 88.3972 | 16.0367 | 88.3972 | 66.2902 | 12.0261 | 66.2902 | 59.4377 | 10.7829 | 59.4377 | 53.8583 | 9.7708 | 53.8583 | 48.1634 | 8.7376 | 48.1634 | 43.0488 | 7.8097 | 43.0488 | 16.8054 | 3.0488 | 16.8054 | 10.6707 | 1.9358 | 10.6707 | 10.6707 | 1.9358 | 10.6707 | 10.6707 | 1.9358 | 10.6707 | 122.1228 | 32.7748 | 102.2829 | 122.4586 | 32.2241 | 113.3944 | 123.0581 | 28.4231 | 112.4295 | 124.7777 | 24.2187 | 110.4583 | 109.5308 | 19.8706 | 109.5308 | 80.0085 | 14.5148 | 80.0085 | 58.5064 | 10.614 | 58.5064 | 52.3941 | 9.5051 | 52.3941 | 44.7888 | 8.1254 | 44.7888 | 36.4465 | 6.612 | 36.4465 | 29.0948 | 5.2783 | 29.0948 | 7.9926 | 1.45 | 7.9926 | 10.6707 | 1.9358 | 10.6707 | 10.6707 | 1.9358 | 10.6707 | 10.6707 | 1.9358 | 10.6707
BARTON | CARRINGTON | 376758 | 397174 | 10.6707 | 1.9358 | 10.6707 | 10.6707 | 1.9358 | 10.6707 | 10.6707 | 1.9358 | 10.6707 | 10.6707 | 1.9358 | 10.6707 | 10.6707 | 1.9358 | 10.6707 | 10.6707 | 1.9358 | 10.6707 | 10.6707 | 1.9358 | 10.6707 | 10.6707 | 1.9358 | 10.6707 | 10.6707 | 1.9358 | 10.6707 | 10.6707 | 1.9358 | 10.6707 | 10.6707 | 1.9358 | 10.6707 | 3.4431 | 1.4142 | 3.4431 | 6.7308 | 1.9358 | 6.7308 | 6.7308 | 1.9358 | -0.74284 | 6.7308 | 1.9358 | -13.0219 | 10.6707 | 1.9358 | 10.6707 | 10.6707 | 1.9358 | 10.6707 | 10.6707 | 1.9358 | 10.6707 | 10.6707 | 1.9358 | 10.6707 | 10.6707 | 1.9358 | 10.6707 | 10.6707 | 1.9358 | 10.6707 | 10.6707 | 1.9358 | 10.6707 | 10.6707 | 1.9358 | 10.6707 | 10.6707 | 1.9358 | 10.6707 | 10.6707 | 1.9358 | 10.6707 | 10.6707 | 1.9358 | 10.6707 | 10.6707 | 1.9358 | 10.6707 | 10.6707 | 1.9358 | 10.6707 | 10.6707 | 1.9358 | 10.6707 | 10.6707 | 1.9358 | 10.6707 | 10.6707 | 1.9358 | 10.6707 | 10.6707 | 1.9358 | 10.6707 | 10.6707 | 1.9358 | 10.6707 | 10.6707 | 1.9358 | 10.6707 | 10.6707 | 1.9358 | 10.6707 | 10.6707 | 1.9358 | 10.6707 | 10.6707 | 1.9358 | 10.6707 | 10.6707 | 1.9358 | 10.6707 | 10.6707 | 1.9358 | 10.6707 | 10.6707 | 1.9358 | 10.6707 | 10.6707 | 1.9358 | 10.6707 | 7.8126 | 1.9358 | 7.8126 | 6.7308 | 1.9358 | 6.7308 | 4.1905 | 1.7212 | 4.1905 | 10.1648 | 1.9358 | 10.1648 | 10.6707 | 1.9358 | 10.6707 | 10.6707 | 1.9358 | 10.6707 | 10.6707 | 1.9358 | 10.6707 | 10.6707 | 1.9358 | 10.6707 | 10.6707 | 1.9358 | 10.6707 | 10.6707 | 1.9358 | 10.6707 | 10.6707 | 1.9358 | 10.6707 | 10.6707 | 1.9358 | 10.6707 | 10.6707 | 1.9358 | 10.6707 | 10.6707 | 1.9358 | 10.6707 | 9.2802 | 1.9358 | 9.2802 | 6.7308 | 1.9358 | 6.7308 | 6.7308 | 1.9358 | 6.7308 | 6.7308 | 1.9358 | -1.5784 | 6.7308 | 1.9358 | -10.554 | 10.6707 | 1.9358 | 10.6707 | 10.6707 | 1.9358 | 10.6707 | 10.6707 | 1.9358 | 10.6707 | 10.6707 | 1.9358 | 10.6707 | 10.6707 | 1.9358 | 10.6707 | 10.6707 | 1.9358 | 10.6707 | 10.6707 | 1.9358 | 10.6707 | 10.6707 | 1.9358 | 10.6707 | 7.7812 | 1.9358 | 5.9957 | 3.9303 | 1.6144 | 0.8289 | 0.69894 | 0.28709 | -3.4125 | 6.7308 | 1.9358 | -16.4872 | 6.7308 | 1.9358 | -35.0558 | 6.7308 | 1.9358 | -44.2088 | 6.7308 | 1.9358 | -43.3388
BELFIELD | ROCHDALE | 391033 | 413945 | 59.8122 | 35.9456 | 59.8122 | 60.2131 | 34.5204 | 60.2131 | 60.5834 | 32.2963 | 60.5834 | 61.1189 | 30.1948 | 61.1189 | 61.6369 | 28.1191 | 61.6369 | 62.1796 | 27.5276 | 62.1796 | 62.7282 | 27.1321 | 62.7282 | 63.2964 | 26.8012 | 63.2964 | 63.919 | 26.3542 | 63.919 | 64.382 | 25.9489 | 64.382 | 64.8341 | 25.6511 | 64.8341 | 66.1269 | 24.0713 | 66.1269 | 68.1138 | 21.9081 | 51.4122 | 69.4653 | 21.9336 | 36.5641 | 70.6394 | 19.9152 | 25.9023 | 59.7834 | 35.9456 | 59.7834 | 60.2631 | 35.2744 | 60.2631 | 60.3035 | 34.091 | 60.3035 | 60.513 | 32.8174 | 60.513 | 60.6768 | 31.5949 | 60.6768 | 60.8083 | 30.409 | 60.8083 | 61.0798 | 29.3248 | 61.0798 | 61.4606 | 29.09 | 61.4606 | 61.8114 | 28.7483 | 61.8114 | 61.9886 | 28.5646 | 61.9886 | 62.1648 | 28.4589 | 62.1648 | 62.7355 | 28.0862 | 62.7355 | 63.6536 | 28.5792 | 63.6536 | 64.4833 | 30.4556 | 64.4833 | 65.1621 | 31.0539 | 65.1621 | 59.8122 | 35.9456 | 59.8122 | 60.2148 | 35.0882 | 60.2148 | 60.5859 | 33.6329 | 60.5859 | 61.1223 | 32.1407 | 61.1223 | 61.6484 | 30.5871 | 61.6484 | 62.1955 | 29.0609 | 62.1955 | 62.7461 | 27.836 | 62.7461 | 63.3069 | 27.5431 | 63.3069 | 63.9305 | 27.1235 | 63.9305 | 64.3867 | 26.7154 | 64.3867 | 64.8245 | 26.4084 | 64.8245 | 66.0387 | 25.3958 | 66.0387 | 67.6532 | 25.5538 | 67.6532 | 68.8178 | 27.6695 | 68.8178 | 69.6243 | 26.9621 | 69.4254 | 59.8243 | 35.9456 | 59.8243 | 60.2155 | 34.1145 | 60.2155 | 60.6092 | 32.5414 | 60.6092 | 61.2122 | 30.9925 | 61.2122 | 61.8552 | 29.3439 | 61.8552 | 62.4974 | 27.8251 | 62.4974 | 63.1646 | 26.4407 | 63.1646 | 63.8802 | 26.0883 | 63.8802 | 64.7446 | 25.5751 | 64.7446 | 65.4158 | 25.0778 | 65.4158 | 66.0723 | 24.6753 | 66.0723 | 68.1625 | 22.7036 | 68.1625 | 71.231 | 20.1349 | 52.5668 | 73.0274 | 19.891 | 38.4042 | 73.8989 | 17.8744 | 28.8109 | 59.8243 | 35.9456 | 59.8243 | 60.156 | 34.0208 | 60.156 | 60.4806 | 33.56 | 60.4806 | 61.0298 | 32.9918 | 61.0298 | 61.6528 | 32.3224 | 61.6528 | 62.2812 | 30.6101 | 62.2812 | 62.9477 | 28.9821 | 62.9477 | 63.7107 | 27.3384 | 63.7107 | 64.7558 | 25.2156 | 64.7558 | 65.6475 | 23.0981 | 65.6475 | 66.5188 | 22.2062 | 66.5188 | 68.8843 | 20.3351 | 55.607 | 71.7775 | 15.0794 | 39.0893 | 67.4715 | 12.2404 | 29.3435 | 58.892 | 10.6839 | 30.9066
BISPHAM | PENWORTHAM WEST / STANAH | 332328 | 439711 | 34.1756 | 6.2 | 34.1756 | 10.6707 | 1.9358 | 10.6707 | 10.6707 | 1.9358 | 10.6707 | 10.6707 | 1.9358 | 10.6707 | 10.6707 | 1.9358 | 10.6707 | 10.6707 | 1.9358 | 10.6707 | 10.6707 | 1.9358 | 10.6707 | 10.6707 | 1.9358 | 10.6707 | 10.6707 | 1.9358 | 10.6707 | 10.6707 | 1.9358 | 10.6707 | 10.6707 | 1.9358 | 10.6707 | 10.6707 | 1.9358 | 10.6707 | 10.6707 | 1.9358 | 3.2181 | 73.683 | 13.3673 | -19.5962 | 75.8939 | 13.7684 | -35.9633 | 34.1756 | 6.2 | 34.1756 | 8.3613 | 1.5169 | 8.3613 | 10.6707 | 1.9358 | 10.6707 | 10.6707 | 1.9358 | 10.6707 | 10.6707 | 1.9358 | 10.6707 | 10.6707 | 1.9358 | 10.6707 | 10.6707 | 1.9358 | 10.6707 | 10.6707 | 1.9358 | 10.6707 | 10.6707 | 1.9358 | 10.6707 | 10.6707 | 1.9358 | 10.6707 | 10.6707 | 1.9358 | 10.6707 | 10.6707 | 1.9358 | 10.6707 | 10.6707 | 1.9358 | 10.6707 | 44.3932 | 8.0536 | 41.699 | 83.0373 | 20.4943 | 40.1825 | 34.1756 | 6.2 | 34.1756 | 8.1624 | 1.4808 | 8.1624 | 10.6707 | 1.9358 | 10.6707 | 10.6707 | 1.9358 | 10.6707 | 10.6707 | 1.9358 | 10.6707 | 10.6707 | 1.9358 | 10.6707 | 10.6707 | 1.9358 | 10.6707 | 10.6707 | 1.9358 | 10.6707 | 10.6707 | 1.9358 | 10.6707 | 10.6707 | 1.9358 | 10.6707 | 10.6707 | 1.9358 | 10.6707 | 10.6707 | 1.9358 | 10.6707 | 10.6707 | 1.9358 | 10.6707 | 94.5268 | 24.26 | 33.655 | 95.2088 | 26.5885 | 32.9075 | 34.1756 | 6.2 | 34.1756 | 4.9194 | 0.89246 | 4.9194 | 10.6707 | 1.9358 | 10.6707 | 10.6707 | 1.9358 | 10.6707 | 10.6707 | 1.9358 | 10.6707 | 10.6707 | 1.9358 | 10.6707 | 10.6707 | 1.9358 | 10.6707 | 10.6707 | 1.9358 | 10.6707 | 10.6707 | 1.9358 | 10.6707 | 10.6707 | 1.9358 | 10.6707 | 10.6707 | 1.9358 | 10.6707 | 10.6707 | 1.9358 | 10.6707 | 10.6707 | 1.9358 | 5.8317 | 62.6336 | 11.3627 | -15.9508 | 65.5567 | 11.893 | -31.079 | 34.1756 | 6.2 | 34.1756 | 4.8919 | 0.88746 | 4.8919 | 10.6707 | 1.9358 | 10.6707 | 10.6707 | 1.9358 | 10.6707 | 10.6707 | 1.9358 | 10.6707 | 10.6707 | 1.9358 | 10.6707 | 10.6707 | 1.9358 | 10.6707 | 10.6707 | 1.9358 | 10.6707 | 10.6707 | 1.9358 | 10.6707 | 10.6707 | 1.9358 | 10.6707 | 10.6707 | 1.9358 | 10.6707 | 94.8878 | 22.3057 | 12.571 | 79.2374 | 14.3749 | -13.0071 | 63.2187 | 11.4689 | -28.0039 | 54.4976 | 9.8867 | -25.0235
BLACKBURN | PENWORTHAM EAST / ROCHDALE | 370584 | 429294 | 58.652 | 58.652 | 58.652 | 59.0999 | 58.5199 | 59.0999 | 59.4937 | 52.3473 | 59.4937 | 59.9278 | 46.9753 | 59.9278 | 60.3511 | 41.9115 | 60.3511 | 60.8061 | 40.9615 | 60.8061 | 61.3326 | 40.0095 | 61.3326 | 61.9268 | 39.307 | 61.9268 | 62.5911 | 38.5911 | 62.5911 | 63.0878 | 37.8949 | 63.0878 | 63.5947 | 37.3963 | 63.5947 | 65.1395 | 35.3207 | 65.1395 | 67.6387 | 33.3843 | 49.8978 | 69.2398 | 37.2293 | 35.7301 | 70.5801 | 35.3087 | 25.4735 | 58.6184 | 58.6184 | 58.6184 | 59.1601 | 59.1601 | 59.1601 | 59.2912 | 55.7012 | 59.2912 | 59.5656 | 52.2445 | 59.5656 | 59.7691 | 48.8759 | 59.7691 | 59.9752 | 45.771 | 59.9752 | 60.3096 | 42.798 | 60.3096 | 60.7896 | 42.4224 | 60.7896 | 61.3393 | 41.9646 | 61.3393 | 61.548 | 41.6943 | 61.548 | 61.7748 | 41.5525 | 61.7748 | 62.578 | 41.0909 | 62.578 | 63.8678 | 42.3799 | 63.8678 | 64.9114 | 44.6111 | 64.9114 | 65.676 | 46.2863 | 65.676 | 58.652 | 58.652 | 58.652 | 59.117 | 59.117 | 59.117 | 59.5065 | 55.2009 | 59.5065 | 59.942 | 51.3978 | 59.942 | 60.3749 | 47.6241 | 60.3749 | 60.8344 | 44.2014 | 60.8344 | 61.3487 | 40.9819 | 61.3487 | 61.9214 | 40.3313 | 61.9214 | 62.575 | 39.639 | 62.575 | 63.0512 | 38.9344 | 63.0512 | 63.5285 | 38.4175 | 63.5285 | 64.9437 | 36.7919 | 64.9437 | 66.8754 | 37.2099 | 66.8754 | 68.1059 | 44.0652 | 68.1059 | 68.9104 | 43.8672 | 67.5903 | 58.6662 | 58.6662 | 58.6662 | 59.1397 | 58.0685 | 59.1397 | 59.5334 | 53.7659 | 59.5334 | 60.0281 | 49.834 | 60.0281 | 60.5712 | 41.1381 | 60.5712 | 61.2007 | 37.49 | 61.2007 | 61.9145 | 33.976 | 61.9145 | 62.7021 | 32.9568 | 62.7021 | 63.6633 | 31.9874 | 63.6633 | 64.4394 | 30.9953 | 64.4394 | 65.2359 | 30.2192 | 65.2359 | 67.7142 | 27.0288 | 63.0886 | 71.6841 | 24.9356 | 48.1617 | 74.2073 | 28.0387 | 36.2524 | 75.4319 | 25.4725 | 27.1303 | 58.6662 | 58.6662 | 58.6662 | 59.0774 | 57.9221 | 59.0774 | 59.404 | 56.6776 | 59.404 | 59.8473 | 55.502 | 59.8473 | 60.3908 | 54.0413 | 60.3908 | 61.0396 | 52.7012 | 61.0396 | 61.8109 | 51.241 | 61.8109 | 62.7044 | 49.9561 | 62.7044 | 63.9098 | 48.2028 | 63.9098 | 64.9597 | 46.4099 | 64.7023 | 65.9201 | 44.5657 | 61.1687 | 68.6144 | 42.9165 | 51.1313 | 72.3168 | 35.8221 | 36.5627 | 74.2242 | 30.9642 | 27.3731 | 74.6449 | 28.5547 | 29.3493
BLACKPOOL | PENWORTHAM WEST / STANAH | 330835 | 435308 | 142.2966 | 43.0195 | 58.1606 | 142.9237 | 41.4384 | 55.575 | 143.4102 | 40.6233 | 49.1074 | 144.0758 | 39.9712 | 43.1974 | 144.7553 | 39.2302 | 36.6732 | 145.4945 | 38.8061 | 21.5781 | 146.3587 | 38.2793 | 10.088 | 147.3284 | 37.7485 | 6.2832 | 148.4086 | 37.1899 | 2.456 | 149.0465 | 36.7139 | 0.84181 | 149.6607 | 36.3085 | -0.56776 | 151.4246 | 34.157 | -9.9341 | 153.9788 | 30.3957 | -37.8572 | 155.5048 | 29.1898 | -59.8736 | 145.3074 | 26.3611 | -75.2545 | 142.2459 | 43.0195 | 58.1606 | 143.0685 | 42.0933 | 58.6816 | 143.32 | 41.7444 | 56.159 | 143.8111 | 41.4678 | 53.3534 | 144.2828 | 41.0235 | 49.8156 | 144.7966 | 40.7185 | 37.5104 | 145.5319 | 40.2977 | 28.3553 | 146.521 | 39.7223 | 26.1426 | 147.6415 | 38.9131 | 23.5837 | 147.8784 | 38.7492 | 22.5362 | 148.1225 | 38.64 | 21.5472 | 148.9612 | 38.3239 | 18.8276 | 150.2338 | 38.8749 | 15.0806 | 151.0252 | 41.0477 | 13.1253 | 151.5012 | 41.6647 | 12.0838 | 142.2966 | 43.0195 | 58.1606 | 142.9462 | 41.8409 | 57.0484 | 143.4274 | 41.1846 | 51.0193 | 144.0941 | 40.6107 | 45.3987 | 144.7772 | 39.9081 | 39.2794 | 145.5175 | 39.535 | 24.7956 | 146.3565 | 39.1132 | 14.0057 | 147.3029 | 38.6786 | 10.7639 | 148.3639 | 38.188 | 7.2748 | 148.9964 | 37.7445 | 5.8464 | 149.5899 | 37.3438 | 4.4855 | 151.2811 | 36.1692 | 0.79233 | 153.4426 | 36.4945 | -4.0337 | 154.6157 | 39.0113 | -6.5245 | 155.1489 | 38.9408 | -7.1567 | 142.3118 | 43.0195 | 58.1606 | 142.9697 | 41.0771 | 53.5408 | 143.4717 | 40.2513 | 46.8505 | 144.2373 | 39.5947 | 41.0989 | 145.0966 | 39.1089 | 34.7629 | 146.0585 | 38.5188 | 19.9693 | 147.1453 | 37.9195 | 8.9192 | 148.3423 | 37.3035 | 5.6378 | 149.8046 | 36.6079 | 2.2275 | 150.7215 | 36.0382 | 0.89772 | 151.5795 | 35.5409 | -0.21367 | 154.6267 | 33.0705 | -8.9909 | 158.7667 | 29.1005 | -35.7825 | 153.3673 | 27.8233 | -56.6672 | 138.3876 | 25.1057 | -70.7489 | 142.3118 | 43.0195 | 58.1606 | 142.8365 | 40.9676 | 52.7563 | 143.1873 | 40.2244 | 46.1897 | 143.8106 | 39.5339 | 40.6751 | 144.5568 | 38.8637 | 34.5987 | 145.4307 | 38.3114 | 20.1485 | 146.4619 | 37.7796 | 9.4187 | 147.6525 | 37.136 | 5.7987 | 149.2727 | 35.7624 | -2.1828 | 150.4986 | 34.529 | -8.3747 | 151.6599 | 33.4499 | -14.4427 | 154.7328 | 33.7663 | -31.8452 | 142.4687 | 25.8461 | -56.8467 | 123.2398 | 22.3577 | -71.2501 | 116.9004 | 21.2076 | -67.6629
BLOOM ST | SOUTH MANCHESTER | 384221 | 397717 | 157.3881 | 48.5889 | 67.4642 | 157.0608 | 47.7756 | 64.4055 | 157.407 | 47.2663 | 62.8924 | 158.0045 | 42.8671 | 61.1379 | 158.4949 | 42.257 | 59.6948 | 158.9009 | 41.5551 | 58.5114 | 159.316 | 40.9846 | 57.3281 | 159.7335 | 40.4386 | 56.1773 | 160.1639 | 40.0065 | 55.0162 | 160.502 | 39.5347 | 53.9428 | 160.8242 | 39.069 | 52.8986 | 161.6559 | 37.5098 | 49.5714 | 162.6775 | 35.3816 | 42.5362 | 163.2778 | 35.1053 | 36.6767 | 163.627 | 34.5785 | 32.1306 | 157.3798 | 48.5889 | 67.4642 | 157.1812 | 48.3733 | 67.156 | 157.0046 | 48.4032 | 67.5881 | 157.1262 | 48.2116 | 67.3073 | 157.1184 | 48.0582 | 67.399 | 156.9857 | 47.9115 | 67.8649 | 157.0526 | 47.8397 | 67.647 | 157.3099 | 47.6202 | 66.9584 | 157.744 | 47.2989 | 65.842 | 157.8607 | 47.1189 | 65.1814 | 157.9731 | 46.9591 | 64.5128 | 158.2515 | 46.3916 | 62.8008 | 158.5639 | 45.54 | 60.5041 | 158.6675 | 46.2936 | 59.0955 | 158.6732 | 47.0976 | 57.988 | 157.3881 | 48.5889 | 67.4642 | 157.0608 | 48.2765 | 66.7566 | 157.407 | 47.8419 | 65.5584 | 158.0045 | 43.4323 | 63.852 | 158.4949 | 42.7915 | 62.4634 | 158.9009 | 42.1203 | 61.3477 | 159.316 | 41.5912 | 60.2401 | 159.7335 | 41.0608 | 59.1553 | 160.1639 | 40.6404 | 58.025 | 160.502 | 40.169 | 56.9659 | 160.8242 | 39.7205 | 55.9225 | 161.6559 | 38.3355 | 53.249 | 162.6775 | 37.1949 | 49.7929 | 163.2778 | 37.9526 | 47.2521 | 163.627 | 38.2842 | 45.5005 | 157.3916 | 48.5889 | 67.4642 | 157.0173 | 47.5081 | 63.0763 | 157.324 | 46.982 | 61.5264 | 157.8868 | 42.5439 | 59.904 | 158.3508 | 41.7335 | 58.5894 | 158.7302 | 40.9863 | 57.5526 | 159.1253 | 40.5909 | 56.5196 | 159.5189 | 40.2076 | 55.5349 | 159.9386 | 39.7159 | 54.5206 | 160.2465 | 39.172 | 53.6007 | 160.5308 | 38.6377 | 52.722 | 161.2296 | 37.4578 | 49.9562 | 161.9939 | 35.3535 | 44.2774 | 162.2504 | 34.9786 | 39.6025 | 162.2419 | 34.5477 | 36.2474 | 157.3916 | 48.5889 | 67.4642 | 156.9794 | 47.3935 | 62.403 | 157.2398 | 46.7686 | 60.8359 | 157.7538 | 42.1468 | 59.2934 | 158.1663 | 41.2143 | 58.0632 | 158.4924 | 40.5375 | 57.1132 | 158.832 | 39.9593 | 56.1686 | 159.1705 | 39.3139 | 55.2491 | 159.5438 | 38.3961 | 53.713 | 159.849 | 37.7969 | 52.1922 | 160.1361 | 37.2053 | 50.6918 | 160.8258 | 35.8436 | 46.7392 | 161.5412 | 32.3617 | 40.896 | 161.7595 | 32.3588 | 37.1004 | 161.6599 | 30.7967 | 36.6352
BOLTON | KEARSLEY | 372255 | 410566 | 10.6707 | 1.9358 | 10.6707 | 10.6707 | 1.9358 | 10.6707 | 10.6707 | 1.9358 | 10.6707 | 10.6707 | 1.9358 | 10.6707 | 10.6707 | 1.9358 | 10.6707 | 10.6707 | 1.9358 | 10.6707 | 10.6707 | 1.9358 | 10.6707 | 10.6707 | 1.9358 | 10.6707 | 10.6707 | 1.9358 | 10.6707 | 10.6707 | 1.9358 | 10.6707 | 10.6707 | 1.9358 | 10.6707 | 10.6707 | 1.9358 | 2.917 | 10.2669 | 1.9358 | -41.3894 | -3.1741 | -1.3037 | -76.1404 | -19.5047 | -8.0114 | -100.6939 | 10.6707 | 1.9358 | 10.6707 | 10.6707 | 1.9358 | 10.6707 | 10.6707 | 1.9358 | 10.6707 | 10.6707 | 1.9358 | 10.6707 | 10.6707 | 1.9358 | 10.6707 | 10.6707 | 1.9358 | 10.6707 | 10.6707 | 1.9358 | 10.6707 | 10.6707 | 1.9358 | 10.6707 | 10.6707 | 1.9358 | 10.6707 | 10.6707 | 1.9358 | 10.6707 | 10.6707 | 1.9358 | 10.6707 | 10.6707 | 1.9358 | 10.6707 | 10.6707 | 1.9358 | 10.6707 | 10.6707 | 1.9358 | 10.6707 | 10.6707 | 1.9358 | 9.3139 | 10.6707 | 1.9358 | 10.6707 | 10.6707 | 1.9358 | 10.6707 | 10.6707 | 1.9358 | 10.6707 | 10.6707 | 1.9358 | 10.6707 | 10.6707 | 1.9358 | 10.6707 | 10.6707 | 1.9358 | 10.6707 | 10.6707 | 1.9358 | 10.6707 | 10.6707 | 1.9358 | 10.6707 | 10.6707 | 1.9358 | 10.6707 | 10.6707 | 1.9358 | 10.6707 | 10.6707 | 1.9358 | 10.6707 | 10.6707 | 1.9358 | 10.6707 | 10.6707 | 1.9358 | 9.6273 | 10.6707 | 1.9358 | 4.9157 | 10.6707 | 1.9358 | 3.2496 | 10.6707 | 1.9358 | 10.6707 | 10.6707 | 1.9358 | 10.6707 | 10.6707 | 1.9358 | 10.6707 | 10.6707 | 1.9358 | 10.6707 | 10.6707 | 1.9358 | 10.6707 | 10.6707 | 1.9358 | 10.6707 | 10.6707 | 1.9358 | 10.6707 | 10.6707 | 1.9358 | 10.6707 | 10.6707 | 1.9358 | 10.6707 | 10.6707 | 1.9358 | 10.6707 | 10.6707 | 1.9358 | 10.6707 | 10.6707 | 1.9358 | 5.8097 | 3.0424 | 1.2496 | -36.6014 | -10.3625 | -4.2563 | -69.8918 | -25.8711 | -10.6264 | -92.476 | 10.6707 | 1.9358 | 10.6707 | 10.6707 | 1.9358 | 10.6707 | 10.6707 | 1.9358 | 10.6707 | 10.6707 | 1.9358 | 10.6707 | 10.6707 | 1.9358 | 10.6707 | 10.6707 | 1.9358 | 10.6707 | 10.6707 | 1.9358 | 10.6707 | 10.6707 | 1.9358 | 10.6707 | 10.6707 | 1.9358 | 10.6707 | 10.6707 | 1.9358 | 8.2735 | 10.6707 | 1.9358 | -1.2106 | 10.6707 | 1.9358 | -28.6089 | -7.8881 | -3.24 | -67.6682 | -27.2177 | -11.1795 | -90.2713 | -32.5761 | -13.3804 | -85.3982
BURNLEY | ROCHDALE | 385569 | 434469 | 41.6576 | 41.6576 | 41.6576 | 42.7694 | 42.7694 | 42.7694 | 43.1742 | 43.1742 | 43.1742 | 43.7287 | 43.1953 | 43.7287 | 44.2917 | 42.5212 | 44.2917 | 44.8218 | 42.0368 | 44.8218 | 45.3947 | 41.7447 | 45.3947 | 46.0243 | 41.3247 | 46.0243 | 46.7572 | 40.87 | 46.7572 | 47.3541 | 40.4571 | 47.3541 | 47.9326 | 40.4251 | 47.9326 | 49.5858 | 39.476 | 49.5858 | 51.9074 | 39.9983 | 51.1443 | 53.2826 | 53.2826 | 36.9192 | 53.9737 | 53.9737 | 27.5925 | 41.669 | 41.669 | 41.669 | 42.8311 | 42.8311 | 42.8311 | 42.9344 | 42.9344 | 42.9344 | 43.0663 | 43.0663 | 43.0663 | 43.1382 | 43.1382 | 43.1382 | 43.1584 | 43.1584 | 43.1584 | 43.3093 | 43.3007 | 43.3093 | 43.5991 | 42.9958 | 43.5991 | 43.9885 | 42.6738 | 43.9885 | 44.2279 | 42.5483 | 44.2279 | 44.4676 | 42.4958 | 44.4676 | 45.2592 | 42.2644 | 45.2592 | 46.3962 | 43.1947 | 46.3962 | 47.0351 | 47.0351 | 47.0351 | 47.4022 | 47.4022 | 47.4022 | 41.6576 | 41.6576 | 41.6576 | 42.7751 | 42.7751 | 42.7751 | 43.1806 | 43.1806 | 43.1806 | 43.7355 | 43.5537 | 43.7355 | 44.2995 | 42.9351 | 44.2995 | 44.8354 | 42.4254 | 44.8354 | 45.3901 | 42.1357 | 45.3901 | 46.0047 | 41.7579 | 46.0047 | 46.7241 | 41.332 | 46.7241 | 47.3062 | 40.9288 | 47.3062 | 47.8692 | 40.8826 | 47.8692 | 49.4751 | 40.4546 | 49.4751 | 51.5279 | 43.0988 | 51.5279 | 52.6233 | 52.6233 | 52.6233 | 53.1007 | 53.1007 | 53.1007 | 41.6607 | 41.6607 | 41.6607 | 42.9108 | 42.9108 | 42.9108 | 43.3492 | 43.3492 | 43.3492 | 43.9432 | 42.9329 | 43.9432 | 44.5686 | 42.3685 | 44.5686 | 45.2398 | 41.7472 | 45.2398 | 45.9872 | 41.3572 | 45.9872 | 46.7748 | 40.8033 | 46.7748 | 47.7211 | 40.2457 | 47.7211 | 48.4741 | 39.6689 | 48.4741 | 49.1833 | 39.3862 | 49.1833 | 52.0935 | 37.9817 | 52.0935 | 55.5153 | 38.1731 | 54.0892 | 57.121 | 57.121 | 40.6549 | 57.8137 | 57.8137 | 32.1978 | 41.6607 | 41.6607 | 41.6607 | 42.8509 | 42.8509 | 42.8509 | 43.2636 | 43.2636 | 43.2636 | 43.8252 | 42.9111 | 43.8252 | 44.4336 | 42.325 | 44.4336 | 45.1009 | 41.7052 | 45.1009 | 45.8683 | 41.7439 | 45.8683 | 46.8349 | 41.7132 | 46.8349 | 48.5821 | 41.5944 | 48.5821 | 50.1393 | 41.9234 | 50.1393 | 51.2138 | 43.4137 | 51.2138 | 53.1415 | 53.1415 | 53.1415 | 55.6274 | 55.6274 | 41.1368 | 56.9017 | 56.9017 | 32.0438 | 57.0278 | 56.3839 | 34.4399
BURY | KEARSLEY | 380272 | 411184 | 10.6707 | 1.9358 | 10.6707 | 10.6707 | 1.9358 | 10.6707 | 10.6707 | 1.9358 | 10.6707 | 10.6707 | 1.9358 | 10.6707 | 10.6707 | 1.9358 | 10.6707 | 10.6707 | 1.9358 | 10.6707 | 10.6707 | 1.9358 | 10.6707 | 10.6707 | 1.9358 | 10.6707 | 10.6707 | 1.9358 | 10.6707 | 10.6707 | 1.9358 | 10.6707 | 10.6707 | 1.9358 | 10.6707 | 10.6707 | 1.9358 | 10.6707 | 10.6707 | 1.9358 | -0.34647 | 66.3172 | 12.031 | -24.5723 | 73.2083 | 13.2812 | -42.0834 | 10.6707 | 1.9358 | 10.6707 | 10.6707 | 1.9358 | 10.6707 | 10.6707 | 1.9358 | 10.6707 | 10.6707 | 1.9358 | 10.6707 | 10.6707 | 1.9358 | 10.6707 | 10.6707 | 1.9358 | 10.6707 | 10.6707 | 1.9358 | 10.6707 | 10.6707 | 1.9358 | 10.6707 | 10.6707 | 1.9358 | 10.6707 | 10.6707 | 1.9358 | 10.6707 | 10.6707 | 1.9358 | 10.6707 | 10.6707 | 1.9358 | 10.6707 | 10.6707 | 1.9358 | 10.6707 | 70.4245 | 12.7761 | 36.7847 | 85.551 | 15.5203 | 34.5341 | 10.6707 | 1.9358 | 10.6707 | 10.6707 | 1.9358 | 10.6707 | 10.6707 | 1.9358 | 10.6707 | 10.6707 | 1.9358 | 10.6707 | 10.6707 | 1.9358 | 10.6707 | 10.6707 | 1.9358 | 10.6707 | 10.6707 | 1.9358 | 10.6707 | 10.6707 | 1.9358 | 10.6707 | 10.6707 | 1.9358 | 10.6707 | 10.6707 | 1.9358 | 10.6707 | 10.6707 | 1.9358 | 10.6707 | 10.6707 | 1.9358 | 10.6707 | 10.6707 | 1.9358 | 10.6707 | 104.4103 | 20.8876 | 29.1984 | 105.5465 | 24.2132 | 27.0033 | 10.6707 | 1.9358 | 10.6707 | 10.6707 | 1.9358 | 10.6707 | 10.6707 | 1.9358 | 10.6707 | 10.6707 | 1.9358 | 10.6707 | 10.6707 | 1.9358 | 10.6707 | 10.6707 | 1.9358 | 10.6707 | 10.6707 | 1.9358 | 10.6707 | 10.6707 | 1.9358 | 10.6707 | 10.6707 | 1.9358 | 10.6707 | 10.6707 | 1.9358 | 10.6707 | 10.6707 | 1.9358 | 10.6707 | 10.6707 | 1.9358 | 10.6707 | 10.6707 | 1.9358 | -3.8832 | 52.017 | 9.4367 | -26.8211 | 59.5965 | 10.8118 | -42.123 | 10.6707 | 1.9358 | 10.6707 | 10.6707 | 1.9358 | 10.6707 | 10.6707 | 1.9358 | 10.6707 | 10.6707 | 1.9358 | 10.6707 | 10.6707 | 1.9358 | 10.6707 | 10.6707 | 1.9358 | 10.6707 | 10.6707 | 1.9358 | 10.6707 | 10.6707 | 1.9358 | 10.6707 | 10.6707 | 1.9358 | 10.6707 | 10.6707 | 1.9358 | 10.6707 | 10.6707 | 1.9358 | 10.6707 | 102.6755 | 22.9695 | 2.1837 | 84.1149 | 15.2598 | -24.8244 | 55.9986 | 10.159 | -40.7177 | 47.0329 | 8.5325 | -38.2479
BUXTON | STALYBRIDGE | 407769 | 375476 | 62.9817 | 62.4429 | 62.9817 | 62.8877 | 61.5222 | 62.8877 | 63.087 | 60.5944 | 63.087 | 63.4295 | 59.7267 | 63.4295 | 63.7128 | 59.4828 | 63.7128 | 63.969 | 59.1244 | 63.969 | 64.2452 | 58.773 | 64.2452 | 64.5461 | 58.4492 | 64.5461 | 67.3466 | 58.1126 | 67.3466 | 72.8725 | 57.8804 | 62.5324 | 72.9994 | 57.9053 | 62.115 | 78.4505 | 57.6144 | 54.6363 | 80.4581 | 58.4932 | 46.7136 | 81.2453 | 81.2453 | 41.2784 | 81.9972 | 81.2075 | 37.4195 | 62.9704 | 62.4429 | 62.9704 | 62.9427 | 61.8501 | 62.9427 | 62.8124 | 61.4403 | 62.8124 | 62.852 | 60.9863 | 62.852 | 62.8117 | 60.4964 | 62.8117 | 62.7024 | 60.0561 | 62.7024 | 62.7122 | 60.0025 | 62.7122 | 62.8372 | 59.8693 | 62.8372 | 63.0665 | 59.7058 | 63.0665 | 63.1272 | 59.5979 | 63.1272 | 63.195 | 59.4902 | 63.195 | 63.4436 | 59.2639 | 63.4436 | 63.8732 | 59.1853 | 63.8732 | 64.3287 | 64.3287 | 64.3287 | 64.6873 | 64.6873 | 64.6873 | 62.9817 | 62.4429 | 62.9817 | 62.8892 | 61.8389 | 62.8892 | 63.0893 | 61.1636 | 63.0893 | 63.4326 | 60.5732 | 63.4326 | 63.7233 | 59.9573 | 63.7233 | 63.9834 | 59.3114 | 63.9834 | 64.2628 | 58.9977 | 64.2628 | 64.5564 | 58.6787 | 64.5564 | 67.358 | 58.3975 | 67.358 | 72.8771 | 58.1368 | 63.7012 | 72.9899 | 58.1525 | 63.301 | 78.3634 | 58.0986 | 57.1464 | 80.0033 | 59.9281 | 54.6012 | 80.6061 | 80.6061 | 53.6269 | 80.9948 | 80.9948 | 53.4162 | 62.9864 | 62.4429 | 62.9864 | 62.876 | 61.7494 | 62.876 | 63.0666 | 61.0294 | 63.0666 | 63.4133 | 60.4039 | 63.4133 | 63.7268 | 59.6126 | 63.7268 | 64.0477 | 58.8404 | 64.0477 | 64.4123 | 58.6151 | 64.4123 | 64.8016 | 58.2762 | 64.8016 | 67.1163 | 57.9773 | 67.1163 | 71.3759 | 57.5168 | 66.0365 | 71.3514 | 57.4731 | 65.9876 | 75.8887 | 56.6577 | 60.0781 | 78.4586 | 57.0509 | 52.6095 | 79.4299 | 79.4299 | 47.716 | 79.6981 | 79.6206 | 44.872 | 62.9864 | 62.4429 | 62.9864 | 62.853 | 62.1107 | 62.853 | 63.0174 | 61.717 | 63.0174 | 63.3503 | 61.0386 | 63.3503 | 63.6819 | 60.5691 | 63.6819 | 64.1067 | 60.1798 | 64.1067 | 64.5021 | 60.153 | 64.5021 | 64.9467 | 60.3281 | 64.9467 | 67.3971 | 60.5778 | 67.3971 | 71.8661 | 61.2885 | 63.7761 | 75.3466 | 63.0951 | 59.1801 | 77.8001 | 77.8001 | 53.5181 | 79.2061 | 79.2061 | 47.5333 | 79.798 | 78.671 | 44.3179 | 79.5788 | 77.7145 | 45.7275
CARLISLE | HARKER / HUTTON | 338655 | 556583 | 6.7308 | 1.9358 | 6.7308 | 6.7308 | 1.9358 | 6.7308 | 6.7308 | 1.9358 | 6.7308 | 6.7308 | 1.9358 | 6.7308 | 6.7308 | 1.9358 | 6.7308 | 6.7308 | 1.9358 | 6.7308 | 6.7308 | 1.9358 | 6.7308 | 6.7308 | 1.9358 | 3.618 | 6.7308 | 1.9358 | -4.0291 | 6.7308 | 1.9358 | -9.3695 | 6.7308 | 1.9358 | -12.4128 | 6.7308 | 1.9358 | -29.2821 | 6.7308 | 1.9358 | -69.8016 | 6.7308 | 1.9358 | -98.3855 | 6.7308 | 1.9358 | -120.1116 | 6.7308 | 1.9358 | 6.7308 | 6.7308 | 1.9358 | 6.7308 | 6.7308 | 1.9358 | 6.7308 | 6.7308 | 1.9358 | 6.7308 | 6.7308 | 1.9358 | 6.7308 | 6.7308 | 1.9358 | 6.7308 | 6.7308 | 1.9358 | 6.7308 | 6.7308 | 1.9358 | 6.7308 | 6.7308 | 1.9358 | 6.7308 | 6.7308 | 1.9358 | 6.7308 | 6.7308 | 1.9358 | 6.7308 | 6.7308 | 1.9358 | 6.7308 | 6.7308 | 1.9358 | 6.7308 | 6.7308 | 1.9358 | 6.7308 | 6.7308 | 1.9358 | 2.8226 | 6.7308 | 1.9358 | 6.7308 | 6.7308 | 1.9358 | 6.7308 | 6.7308 | 1.9358 | 6.7308 | 6.7308 | 1.9358 | 6.7308 | 6.7308 | 1.9358 | 6.7308 | 6.7308 | 1.9358 | 6.7308 | 6.7308 | 1.9358 | 6.7308 | 6.7308 | 1.9358 | 6.7308 | 6.7308 | 1.9358 | 6.7308 | 6.7308 | 1.9358 | 6.7308 | 6.7308 | 1.9358 | 5.5521 | 6.7308 | 1.9358 | -5.0101 | 6.7308 | 1.9358 | -18.8911 | 6.7308 | 1.9358 | -26.3068 | 6.7308 | 1.9358 | -28.0874 | 6.7308 | 1.9358 | 6.7308 | 6.7308 | 1.9358 | 6.7308 | 6.7308 | 1.9358 | 6.7308 | 6.7308 | 1.9358 | 6.7308 | 6.7308 | 1.9358 | 6.7308 | 6.7308 | 1.9358 | 6.7308 | 6.7308 | 1.9358 | 6.1444 | 6.7308 | 1.9358 | 0.84211 | 6.7308 | 1.9358 | -7.9691 | 6.7308 | 1.9358 | -13.018 | 6.7308 | 1.9358 | -15.8288 | 6.7308 | 1.9358 | -35.7812 | 6.7308 | 1.9358 | -76.0134 | 6.7308 | 1.9358 | -103.3803 | 6.7308 | 1.9358 | -121.368 | 6.7308 | 1.9358 | 6.7308 | 6.7308 | 1.9358 | 6.7308 | 6.7308 | 1.9358 | 6.7308 | 6.7308 | 1.9358 | 6.7308 | 6.7308 | 1.9358 | 6.7308 | 6.7308 | 1.9358 | 4.9476 | 6.7308 | 1.9358 | -5.2783 | 6.7308 | 1.9358 | -11.6799 | 6.7308 | 1.9358 | -22.7381 | 6.7308 | 1.9358 | -33.3295 | 6.7308 | 1.9358 | -41.8631 | 6.7308 | 1.9358 | -67.4725 | 6.7308 | 1.9358 | -102.4574 | 6.7308 | 1.9358 | -121.0678 | 6.7308 | 1.9358 | -117.124
CARRINGTON BSP | CARRINGTON | 373110 | 393020 | 10.6707 | 1.9358 | 10.6707 | 10.6707 | 1.9358 | 10.6707 | 10.6707 | 1.9358 | 10.6707 | 6.7308 | 1.9358 | 6.7308 | 6.7308 | 1.9358 | 6.7308 | 6.7308 | 1.9358 | 6.7308 | 6.7308 | 1.9358 | 6.7308 | 6.7308 | 1.9358 | 6.7308 | 6.7308 | 1.9358 | 6.7308 | 6.7308 | 1.9358 | 6.7308 | 6.7308 | 1.9358 | 6.7308 | 6.7308 | 1.9358 | 6.7308 | 10.6707 | 1.9358 | 10.6707 | 43.7835 | 25.2653 | 3.2757 | 44.6406 | 29.4864 | -3.1068 | 10.6707 | 1.9358 | 10.6707 | 10.6707 | 1.9358 | 10.6707 | 10.6707 | 1.9358 | 10.6707 | 10.6707 | 1.9358 | 10.6707 | 4.5966 | 1.888 | 4.5966 | 6.7308 | 1.9358 | 6.7308 | 6.7308 | 1.9358 | 6.7308 | 6.7308 | 1.9358 | 6.7308 | 6.7308 | 1.9358 | 6.7308 | 6.7308 | 1.9358 | 6.7308 | 6.7308 | 1.9358 | 6.7308 | 6.7308 | 1.9358 | 6.7308 | 4.664 | 1.9157 | 4.664 | 10.6707 | 1.9358 | 10.6707 | 37.34 | 20.6668 | 37.34 | 10.6707 | 1.9358 | 10.6707 | 10.6707 | 1.9358 | 10.6707 | 10.6707 | 1.9358 | 10.6707 | 10.6707 | 1.9358 | 10.6707 | 2.8091 | 1.1538 | 2.8091 | 6.7308 | 1.9358 | 6.7308 | 6.7308 | 1.9358 | 6.7308 | 6.7308 | 1.9358 | 6.7308 | 6.7308 | 1.9358 | 6.7308 | 6.7308 | 1.9358 | 6.7308 | 6.7308 | 1.9358 | 6.7308 | 6.7308 | 1.9358 | 6.7308 | 10.6707 | 1.9358 | 10.6707 | 43.0462 | 29.1423 | 22.4961 | 43.4846 | 34.4129 | 21.5683 | 10.6707 | 1.9358 | 10.6707 | 10.6707 | 1.9358 | 10.6707 | 10.6707 | 1.9358 | 10.6707 | 10.6707 | 1.9358 | 10.6707 | 0.49237 | 0.20224 | 0.49237 | 6.7308 | 1.9358 | 6.7308 | 6.7308 | 1.9358 | 6.7308 | 6.7308 | 1.9358 | 6.7308 | 6.7308 | 1.9358 | 6.7308 | 6.7308 | 1.9358 | 6.7308 | 6.7308 | 1.9358 | 6.7308 | 6.7308 | 1.9358 | 6.7308 | 7.5943 | 1.9358 | 1.0717 | 52.8043 | 22.7506 | -6.7653 | 53.4313 | 27.2586 | -12.1595 | 10.6707 | 1.9358 | 10.6707 | 10.6707 | 1.9358 | 10.6707 | 10.6707 | 1.9358 | 10.6707 | 10.6707 | 1.9358 | 10.6707 | 6.7308 | 1.9358 | 6.7308 | 6.7308 | 1.9358 | 6.7308 | 6.7308 | 1.9358 | 6.7308 | 6.7308 | 1.9358 | 6.7308 | 6.7308 | 1.9358 | 6.7308 | 6.7308 | 1.9358 | 6.7308 | 7.0573 | 1.9358 | 7.0573 | 48.5096 | 32.1824 | 4.0203 | 49.8668 | 28.8649 | -4.4968 | 50.6727 | 26.7014 | -10.0485 | 50.6162 | 25.7752 | -9.7456
CASTLETON | ROCHDALE | 388461 | 411290 | 96.6661 | 55.1425 | 85.1324 | 97.8331 | 54.1326 | 83.1816 | 98.3605 | 50.8798 | 76.9285 | 98.9916 | 47.7661 | 70.389 | 99.6494 | 44.8172 | 59.0914 | 100.3687 | 44.221 | 55.9273 | 101.1445 | 43.7954 | 53.786 | 102.5107 | 43.3434 | 52.1639 | 103.5041 | 42.8666 | 50.787 | 104.4217 | 42.4096 | 49.4123 | 105.3308 | 42.3201 | 48.1295 | 108.0596 | 41.5929 | 41.1578 | 112.7459 | 45.9457 | 22.1582 | 115.5599 | 55.8546 | 7.1793 | 117.9964 | 55.9987 | -4.38 | 96.6851 | 55.1425 | 85.1324 | 97.8716 | 54.5472 | 86.5262 | 98.2226 | 52.7547 | 86.8868 | 98.7028 | 50.9135 | 86.3043 | 99.2427 | 49.177 | 85.791 | 99.8366 | 47.4781 | 85.4435 | 100.5071 | 45.9318 | 84.679 | 101.2691 | 45.6728 | 83.4666 | 102.0606 | 45.3539 | 81.9735 | 102.7116 | 45.1627 | 81.0392 | 103.3523 | 45.1842 | 80.1334 | 105.2271 | 45.2332 | 77.4109 | 107.7316 | 49.802 | 73.567 | 110.1705 | 57.9895 | 70.8355 | 112.1642 | 59.7074 | 68.7606 | 96.6661 | 55.1425 | 85.1324 | 97.8356 | 54.4935 | 84.4335 | 98.3642 | 52.3385 | 78.373 | 98.9964 | 50.1873 | 71.8801 | 99.6656 | 48.0538 | 60.6316 | 100.3909 | 46.0423 | 57.5532 | 101.1712 | 44.2927 | 55.5127 | 102.526 | 43.8713 | 53.9839 | 103.5208 | 43.4281 | 52.9493 | 104.4279 | 42.982 | 51.9326 | 105.3154 | 42.8912 | 50.956 | 107.9256 | 42.6551 | 47.8819 | 112.0492 | 49.0984 | 42.2334 | 114.5785 | 61.0238 | 38.7146 | 116.4604 | 62.5687 | 36.4324 | 96.6646 | 55.1425 | 85.1324 | 97.9758 | 53.9632 | 82.5769 | 98.6656 | 51.7425 | 76.3525 | 99.4758 | 49.5406 | 69.891 | 100.4033 | 47.3683 | 58.6364 | 101.518 | 45.2738 | 55.5119 | 102.7526 | 43.4718 | 53.421 | 104.4608 | 42.9961 | 51.9246 | 105.9011 | 42.4719 | 50.8769 | 107.1567 | 41.9399 | 49.8008 | 108.3529 | 41.7424 | 48.7687 | 115.0313 | 40.512 | 41.1176 | 120.2235 | 44.4776 | 22.0746 | 122.9827 | 54.0846 | 7.7269 | 124.3428 | 54.2804 | -1.8014 | 96.6646 | 55.1425 | 85.1324 | 97.9436 | 53.9183 | 82.2803 | 98.628 | 53.4122 | 76.082 | 99.4632 | 52.7253 | 69.6698 | 101.0235 | 51.9156 | 57.8499 | 102.7007 | 51.0504 | 54.1987 | 104.4179 | 50.6889 | 51.6632 | 105.9724 | 50.4398 | 50.5863 | 109.7103 | 49.8725 | 47.1174 | 112.7958 | 49.6124 | 42.9537 | 114.0518 | 50.1136 | 38.828 | 117.5052 | 61.9502 | 26.6359 | 122.0333 | 56.5877 | 9.2066 | 124 | 53.5059 | -0.83402 | 124.1984 | 51.8039 | -0.0071246
CHADDERTON | WHITEGATE | 389137 | 403821 | 105.6482 | 25.7553 | 43.9881 | 106.5892 | 24.0312 | 33.986 | 94.2337 | 17.0955 | 31.1045 | 60.0522 | 10.8944 | 28.3382 | 29.0498 | 5.2701 | 25.8326 | 24.9551 | 4.5273 | 23.1669 | 20.351 | 3.692 | 20.351 | 15.8461 | 2.8747 | 15.8461 | 11.6156 | 2.1073 | 11.6156 | 7.5407 | 1.368 | 7.5407 | 5.7907 | 1.0505 | 5.7907 | 10.6707 | 1.9358 | -2.228 | 27.2403 | 4.9418 | -38.8111 | 108.3225 | 19.6514 | -68.2293 | 110.8701 | 20.1136 | -89.9405 | 105.5962 | 25.7553 | 43.9881 | 106.6737 | 24.8388 | 37.7016 | 106.8412 | 20.8564 | 36.8509 | 93.7074 | 17 | 35.3491 | 73.9471 | 13.4152 | 33.9185 | 56.0787 | 10.1736 | 32.5194 | 38.3626 | 6.9596 | 30.514 | 35.2484 | 6.3946 | 27.8633 | 32.1629 | 5.8349 | 24.9435 | 30.3245 | 5.5013 | 23.0998 | 29.9232 | 5.4285 | 21.3917 | 29.1148 | 5.2819 | 16.5224 | 65.0062 | 11.7932 | 9.5425 | 115.8219 | 23.2397 | 5.1103 | 117.0287 | 25.2067 | 2.1288 | 105.6482 | 25.7553 | 43.9881 | 106.6009 | 24.7206 | 37.3726 | 107.3002 | 20.2242 | 35.1619 | 87.7763 | 15.924 | 32.7147 | 65.5185 | 11.8861 | 30.6875 | 45.5151 | 8.2572 | 28.8121 | 26.332 | 4.777 | 26.332 | 22.3992 | 4.0636 | 22.3992 | 18.4598 | 3.3489 | 18.4598 | 14.4862 | 2.628 | 14.4862 | 12.7183 | 2.3073 | 12.7183 | 8.2649 | 1.4994 | 8.2649 | 63.4413 | 11.5093 | 4.0731 | 123.1837 | 30.6465 | -0.96385 | 124.5963 | 34.2513 | -3.3477 | 105.67 | 25.7553 | 43.9881 | 106.618 | 23.6147 | 32.262 | 104.5442 | 18.966 | 29.399 | 80.4349 | 14.5922 | 26.8369 | 56.88 | 10.3189 | 24.5771 | 35.9662 | 6.5248 | 22.3058 | 15.5831 | 2.827 | 15.5831 | 10.671 | 1.9359 | 10.671 | 5.6538 | 1.0257 | 5.6538 | 0.58307 | 0.10578 | 0.58307 | 10.6707 | 1.9358 | 10.6707 | 10.6707 | 1.9358 | 0.1146 | 18.3641 | 3.3315 | -35.4536 | 98.8636 | 17.9354 | -63.7339 | 101.6188 | 18.4353 | -83.6767 | 105.67 | 25.7553 | 43.9881 | 106.5035 | 23.5416 | 31.6352 | 107.1321 | 22.6224 | 29.0016 | 108.1559 | 21.5611 | 26.6578 | 109.3131 | 20.455 | 24.6222 | 107.5636 | 19.5138 | 22.6838 | 103.558 | 18.7871 | 20.7584 | 99.8897 | 18.1216 | 18.3081 | 92.8936 | 16.8524 | 10.7544 | 90.0407 | 16.3348 | 2.7468 | 91.8957 | 16.6713 | -5.0807 | 123.3986 | 31.1543 | -27.9747 | 127.9717 | 23.2161 | -61.0319 | 102.4229 | 18.5812 | -80.8963 | 94.1999 | 17.0894 | -78.665
DROYLSDEN | STALYBRIDGE | 390140 | 398146 | 35.1073 | 6.369 | 35.1073 | 10.6707 | 1.9358 | 10.6707 | 10.6707 | 1.9358 | 10.6707 | 10.6707 | 1.9358 | 10.6707 | 10.6707 | 1.9358 | 10.6707 | 10.6707 | 1.9358 | 10.6707 | 10.6707 | 1.9358 | 10.6707 | 10.6707 | 1.9358 | 10.6707 | 10.6707 | 1.9358 | 10.6707 | 10.6707 | 1.9358 | 10.6707 | 10.6707 | 1.9358 | 10.6707 | 10.6707 | 1.9358 | 10.6707 | 10.6707 | 1.9358 | 1.3247 | 10.6707 | 1.9358 | -21.2728 | 10.6707 | 1.9358 | -37.5314 | 35.1073 | 6.369 | 35.1073 | 0.1212 | 0.021988 | 0.1212 | 10.6707 | 1.9358 | 10.6707 | 10.6707 | 1.9358 | 10.6707 | 10.6707 | 1.9358 | 10.6707 | 10.6707 | 1.9358 | 10.6707 | 10.6707 | 1.9358 | 10.6707 | 10.6707 | 1.9358 | 10.6707 | 10.6707 | 1.9358 | 10.6707 | 10.6707 | 1.9358 | 10.6707 | 10.6707 | 1.9358 | 10.6707 | 10.6707 | 1.9358 | 10.6707 | 10.6707 | 1.9358 | 10.6707 | 10.6707 | 1.9358 | 10.6707 | 10.6707 | 1.9358 | 10.6707 | 35.1073 | 6.369 | 35.1073 | 10.6707 | 1.9358 | 10.6707 | 10.6707 | 1.9358 | 10.6707 | 10.6707 | 1.9358 | 10.6707 | 10.6707 | 1.9358 | 10.6707 | 10.6707 | 1.9358 | 10.6707 | 10.6707 | 1.9358 | 10.6707 | 10.6707 | 1.9358 | 10.6707 | 10.6707 | 1.9358 | 10.6707 | 10.6707 | 1.9358 | 10.6707 | 10.6707 | 1.9358 | 10.6707 | 10.6707 | 1.9358 | 10.6707 | 10.6707 | 1.9358 | 10.6707 | 10.6707 | 1.9358 | 10.6707 | 10.6707 | 1.9358 | 10.6707 | 35.1073 | 6.369 | 35.1073 | 10.6707 | 1.9358 | 10.6707 | 10.6707 | 1.9358 | 10.6707 | 10.6707 | 1.9358 | 10.6707 | 10.6707 | 1.9358 | 10.6707 | 10.6707 | 1.9358 | 10.6707 | 10.6707 | 1.9358 | 10.6707 | 10.6707 | 1.9358 | 10.6707 | 10.6707 | 1.9358 | 10.6707 | 10.6707 | 1.9358 | 10.6707 | 10.6707 | 1.9358 | 10.6707 | 10.6707 | 1.9358 | 10.6707 | 10.0525 | 1.9358 | 4.658 | 10.6707 | 1.9358 | -16.8108 | 10.6707 | 1.9358 | -31.5682 | 35.1073 | 6.369 | 35.1073 | 10.6707 | 1.9358 | 10.6707 | 10.6707 | 1.9358 | 10.6707 | 10.6707 | 1.9358 | 10.6707 | 10.6707 | 1.9358 | 10.6707 | 10.6707 | 1.9358 | 10.6707 | 10.6707 | 1.9358 | 10.6707 | 10.6707 | 1.9358 | 10.6707 | 10.6707 | 1.9358 | 10.6707 | 10.6707 | 1.9358 | 10.6707 | 10.6707 | 1.9358 | 10.6707 | 10.6707 | 1.9358 | 9.3826 | 10.6707 | 1.9358 | -15.698 | 10.6707 | 1.9358 | -30.4739 | 10.6707 | 1.9358 | -27.7709
EGREMONT | HARKER / HUTTON | 301070 | 513074 | 45.1551 | 45.1551 | 45.1551 | 45.6227 | 45.6227 | 45.6227 | 45.895 | 45.895 | 45.895 | 46.2809 | 46.2809 | 46.2809 | 46.6777 | 46.6777 | 46.6777 | 47.1069 | 47.1069 | 47.1069 | 47.6042 | 47.6042 | 47.6042 | 48.1479 | 48.1479 | 48.1479 | 48.7777 | 48.7777 | 48.7777 | 49.2037 | 49.2037 | 49.2037 | 49.607 | 49.607 | 49.607 | 50.6944 | 50.6944 | 44.6159 | 51.9957 | 51.9957 | 28.7096 | 52.5565 | 52.5565 | 17.5917 | 52.686 | 52.686 | 9.2737 | 45.1248 | 45.1248 | 45.1248 | 45.6872 | 45.6872 | 45.6872 | 45.7733 | 45.7733 | 45.7733 | 45.9317 | 45.9317 | 45.9317 | 46.0416 | 46.0416 | 46.0416 | 46.1464 | 46.1464 | 46.1464 | 46.3664 | 46.3664 | 46.3664 | 46.7095 | 46.7095 | 46.7095 | 47.1312 | 47.1312 | 47.1312 | 47.3276 | 47.3276 | 47.3276 | 47.5223 | 47.5223 | 47.5223 | 48.1486 | 48.1486 | 48.1486 | 48.7198 | 48.7198 | 48.7198 | 48.9983 | 48.9983 | 48.9983 | 49.0871 | 49.0871 | 49.0871 | 45.1551 | 45.1551 | 45.1551 | 45.628 | 45.628 | 45.628 | 45.9009 | 45.9009 | 45.9009 | 46.2871 | 46.2871 | 46.2871 | 46.6846 | 46.6846 | 46.6846 | 47.1139 | 47.1139 | 47.1139 | 47.6021 | 47.6021 | 47.6021 | 48.138 | 48.138 | 48.138 | 48.761 | 48.761 | 48.761 | 49.1796 | 49.1796 | 49.1796 | 49.575 | 49.575 | 49.575 | 50.6379 | 50.6379 | 50.6379 | 51.838 | 51.838 | 49.6243 | 52.286 | 52.286 | 47.8035 | 52.3243 | 52.3243 | 48.265 | 45.1663 | 45.1663 | 45.1663 | 45.6346 | 45.6346 | 45.6346 | 45.9316 | 45.9316 | 45.9316 | 46.386 | 46.386 | 46.386 | 46.8993 | 46.8993 | 46.8993 | 47.4663 | 47.4663 | 47.4663 | 48.1028 | 48.1028 | 48.1028 | 48.7823 | 48.7823 | 48.7823 | 49.6236 | 49.6236 | 49.6236 | 50.2038 | 49.5689 | 50.2038 | 50.728 | 46.8125 | 50.728 | 52.1241 | 43.612 | 45.7036 | 54.129 | 40.5285 | 30.4847 | 55.1673 | 40.2799 | 19.8981 | 55.6651 | 37.9887 | 12.0621 | 45.1663 | 45.1663 | 45.1663 | 45.5634 | 45.5634 | 45.5634 | 45.7848 | 45.7848 | 45.7848 | 46.1678 | 46.1678 | 46.1678 | 46.6144 | 46.6144 | 46.6144 | 47.1193 | 47.1193 | 47.1193 | 47.7018 | 47.7018 | 47.7018 | 48.3416 | 48.3416 | 48.3416 | 49.2513 | 49.2513 | 49.2513 | 49.9634 | 49.9634 | 47.966 | 50.5809 | 50.5809 | 44.4164 | 52.1714 | 52.1714 | 34.1923 | 54.035 | 53.6323 | 20.8792 | 54.8512 | 50.0625 | 13.8174 | 54.8575 | 48.6968 | 15.7355
FREDERICK RD | KEARSLEY | 381795 | 399250 | 6.7308 | 1.9358 | 6.7308 | 6.7308 | 1.9358 | 6.7308 | 6.7308 | 1.9358 | 6.7308 | 6.7308 | 1.9358 | 6.7308 | 6.7308 | 1.9358 | 6.7308 | 6.7308 | 1.9358 | 6.7308 | 6.7308 | 1.9358 | 5.8088 | 6.7308 | 1.9358 | 0.55999 | 6.7308 | 1.9358 | -4.8885 | 6.7308 | 1.9358 | -9.4315 | 6.7308 | 1.9358 | -12.2731 | 6.7308 | 1.9358 | -23.4047 | 6.7308 | 1.9358 | -48.355 | 6.7308 | 1.9358 | -68.7196 | 6.7308 | 1.9358 | -85.6439 | 6.7308 | 1.9358 | 6.7308 | 6.7308 | 1.9358 | 6.7308 | 6.7308 | 1.9358 | 6.7308 | 6.7308 | 1.9358 | 6.7308 | 6.7308 | 1.9358 | 6.7308 | 6.7308 | 1.9358 | 6.7308 | 6.7308 | 1.9358 | 6.7308 | 6.7308 | 1.9358 | 6.7308 | 6.7308 | 1.9358 | 6.7308 | 6.7308 | 1.9358 | 6.7308 | 6.7308 | 1.9358 | 6.7308 | 6.7308 | 1.9358 | 6.7308 | 6.7308 | 1.9358 | 6.7308 | 6.7308 | 1.9358 | 5.2487 | 6.7308 | 1.9358 | -0.78287 | 6.7308 | 1.9358 | 6.7308 | 6.7308 | 1.9358 | 6.7308 | 6.7308 | 1.9358 | 6.7308 | 6.7308 | 1.9358 | 6.7308 | 6.7308 | 1.9358 | 6.7308 | 6.7308 | 1.9358 | 6.7308 | 6.7308 | 1.9358 | 6.7308 | 6.7308 | 1.9358 | 6.7308 | 6.7308 | 1.9358 | 6.7308 | 6.7308 | 1.9358 | 2.3656 | 6.7308 | 1.9358 | -0.53324 | 6.7308 | 1.9358 | -8.7272 | 6.7308 | 1.9358 | -20.3074 | 6.7308 | 1.9358 | -28.5802 | 6.7308 | 1.9358 | -35.0117 | 6.7308 | 1.9358 | 6.7308 | 6.7308 | 1.9358 | 6.7308 | 6.7308 | 1.9358 | 6.7308 | 6.7308 | 1.9358 | 6.7308 | 6.7308 | 1.9358 | 6.7308 | 6.7308 | 1.9358 | 6.7308 | 6.7308 | 1.9358 | 2.706 | 6.7308 | 1.9358 | -2.1927 | 6.7308 | 1.9358 | -7.3691 | 6.7308 | 1.9358 | -11.7116 | 6.7308 | 1.9358 | -14.3583 | 6.7308 | 1.9358 | -24.9061 | 6.7308 | 1.9358 | -48.3881 | 6.7308 | 1.9358 | -66.5845 | 6.7308 | 1.9358 | -80.3565 | 6.7308 | 1.9358 | 6.7308 | 6.7308 | 1.9358 | 6.7308 | 6.7308 | 1.9358 | 6.7308 | 6.7308 | 1.9358 | 6.7308 | 6.7308 | 1.9358 | 6.7308 | 6.7308 | 1.9358 | 5.1013 | 6.7308 | 1.9358 | 0.67485 | 6.7308 | 1.9358 | -4.2833 | 6.7308 | 1.9358 | -11.9611 | 6.7308 | 1.9358 | -19.0943 | 6.7308 | 1.9358 | -24.6224 | 6.7308 | 1.9358 | -40.3394 | 6.7308 | 1.9358 | -62.6531 | 6.7308 | 1.9358 | -76.943 | 6.7308 | 1.9358 | -79.7102
GOLBORNE | BOLD | 360607 | 397690 | 89.9378 | 43.7827 | 54.0231 | 90.4247 | 42.5561 | 44.6099 | 91.0021 | 41.9457 | 41.8159 | 91.7544 | 41.473 | 39.2551 | 92.4535 | 40.7069 | 36.6188 | 93.1838 | 40.0084 | 33.9412 | 94.0045 | 39.417 | 31.4016 | 94.9356 | 38.8202 | 29.0883 | 95.9655 | 38.1933 | 26.8837 | 96.7966 | 37.6668 | 24.7753 | 97.661 | 37.509 | 22.8533 | 100.3818 | 36.4675 | 12.6651 | 105.2146 | 41.2145 | -13.8504 | 108.6296 | 54.4465 | -34.9875 | 111.8077 | 54.707 | -51.5525 | 89.8904 | 43.7827 | 54.0231 | 90.4705 | 43.2821 | 49.7327 | 90.4695 | 43.1094 | 49.1549 | 90.7306 | 42.977 | 47.934 | 90.8749 | 42.6115 | 46.7087 | 90.9495 | 42.308 | 45.5778 | 91.2257 | 42.0015 | 43.9756 | 91.7094 | 41.5805 | 41.7714 | 92.3773 | 41.0801 | 39.3482 | 92.7044 | 40.7418 | 37.6988 | 93.0662 | 40.6611 | 36.1239 | 94.3681 | 40.3784 | 31.5414 | 96.6453 | 44.9226 | 25.266 | 99.0248 | 54.7865 | 21.0345 | 101.1176 | 58.13 | 18.0192 | 89.9378 | 43.7827 | 54.0231 | 90.4344 | 43.1441 | 49.1814 | 91.0136 | 42.6441 | 47.0699 | 91.769 | 42.195 | 44.7175 | 92.4961 | 41.4641 | 42.3778 | 93.241 | 40.8112 | 40.199 | 94.0689 | 40.2782 | 38.2572 | 94.969 | 39.7563 | 36.4154 | 95.9994 | 39.1425 | 34.3962 | 96.8015 | 38.5921 | 32.317 | 97.6097 | 38.424 | 30.3217 | 100.0299 | 37.8638 | 24.5957 | 103.5288 | 45.0277 | 17.0463 | 106.3133 | 60.8758 | 12.1965 | 108.439 | 62.8575 | 9.5359 | 89.9578 | 43.7827 | 54.0231 | 90.4431 | 42.2049 | 42.2809 | 91.0371 | 41.5561 | 39.4343 | 91.8765 | 41.0289 | 37.1267 | 92.7671 | 40.2067 | 34.6969 | 93.8191 | 39.461 | 32.2989 | 95.0229 | 38.8142 | 30.1833 | 96.3411 | 38.1221 | 28.4006 | 97.9398 | 37.4254 | 26.5754 | 99.3354 | 36.7092 | 24.5696 | 100.8077 | 36.4237 | 22.7073 | 105.4455 | 34.857 | 12.102 | 112.8642 | 39.0073 | -14.5916 | 117.6563 | 51.7995 | -35.0786 | 119.906 | 52.0704 | -49.1229 | 89.9578 | 43.7827 | 54.0231 | 90.3848 | 42.0867 | 41.2097 | 90.9156 | 41.4155 | 38.3862 | 91.7362 | 40.8453 | 36.1862 | 92.7338 | 39.951 | 33.792 | 93.9033 | 39.1872 | 31.5007 | 95.2967 | 39.0589 | 29.4389 | 96.9004 | 38.9868 | 27.0542 | 98.9916 | 38.7853 | 21.4515 | 100.8321 | 39.0846 | 15.4756 | 102.6022 | 40.498 | 9.5671 | 107.8372 | 62.2748 | -7.8351 | 114.9618 | 56.5369 | -32.4444 | 118.3333 | 52.978 | -46.7249 | 119.0206 | 51.3868 | -45.7976
GREENHILL | WHITEGATE | 393262 | 404755 | 76.5017 | 55.7027 | 67.2237 | 77.054 | 54.3378 | 61.6282 | 77.5691 | 48.4975 | 59.0705 | 78.3289 | 43.0801 | 56.0349 | 79.0292 | 38.2021 | 53.2229 | 79.7304 | 37.6456 | 51.3188 | 80.5174 | 37.0118 | 49.3313 | 81.385 | 36.3413 | 47.4373 | 82.3548 | 35.7084 | 45.5251 | 83.1053 | 35.1234 | 43.8409 | 83.8518 | 34.6662 | 42.3349 | 86.0768 | 32.5198 | 34.0961 | 89.5982 | 30.7028 | 7.6934 | 91.9981 | 32.2744 | -13.5492 | 93.791 | 29.6633 | -28.825 | 76.4756 | 55.7027 | 67.2237 | 77.2117 | 54.9652 | 64.2789 | 77.2957 | 51.6513 | 64.101 | 77.6559 | 48.2798 | 62.9516 | 77.9465 | 45.1397 | 62.0829 | 78.1932 | 42.3955 | 61.3069 | 78.6569 | 39.6795 | 59.882 | 79.3471 | 39.2481 | 57.6059 | 80.2228 | 38.8131 | 54.8038 | 80.5923 | 38.6172 | 53.5718 | 80.9631 | 38.4864 | 52.4226 | 82.1916 | 38.0808 | 49.1403 | 84.0848 | 39.7763 | 44.4838 | 85.4796 | 43.5382 | 41.1349 | 86.5042 | 43.8607 | 38.744 | 76.5017 | 55.7027 | 67.2237 | 77.0678 | 54.8903 | 64.0306 | 77.585 | 51.104 | 61.892 | 78.3462 | 47.3072 | 59.02 | 79.0547 | 43.7532 | 56.4372 | 79.7595 | 40.7003 | 54.9033 | 80.5278 | 37.7712 | 53.3493 | 81.3711 | 37.1774 | 51.7828 | 82.3257 | 36.5847 | 50.0345 | 83.0528 | 36.0079 | 48.4081 | 83.7682 | 35.5506 | 46.8795 | 85.8676 | 34.168 | 42.692 | 88.7406 | 35.6623 | 37.161 | 90.6436 | 40.3273 | 33.3819 | 91.8577 | 39.7925 | 31.1592 | 76.509 | 55.7027 | 67.2237 | 77.064 | 54.0463 | 60.3578 | 77.6029 | 50.1996 | 57.7499 | 78.4251 | 46.3761 | 54.7722 | 79.2635 | 42.725 | 51.9821 | 80.1785 | 39.5928 | 50.1406 | 81.1978 | 36.557 | 48.2536 | 82.2856 | 35.8083 | 46.5135 | 83.5908 | 35.0516 | 44.6428 | 84.6189 | 34.3581 | 42.9468 | 85.632 | 33.7922 | 41.4528 | 89.4995 | 31.2501 | 33.7844 | 95.4822 | 29.0798 | 10.0225 | 99.3476 | 30.2923 | -10.4261 | 101.1224 | 27.7879 | -24.3257 | 76.509 | 55.7027 | 67.2237 | 76.9783 | 53.9847 | 59.8567 | 77.4233 | 53.2554 | 57.3676 | 78.1749 | 52.1834 | 54.5415 | 78.9873 | 51.0645 | 51.9083 | 79.8886 | 50.2978 | 50.2765 | 80.9349 | 49.3792 | 48.5825 | 82.1886 | 48.3049 | 46.5496 | 84.1501 | 46.6375 | 41.7015 | 85.5513 | 44.9749 | 36.843 | 86.9193 | 43.3567 | 31.8196 | 90.731 | 39.057 | 15.7038 | 96.1823 | 31.407 | -7.7678 | 99.1443 | 26.4869 | -22.0663 | 99.7842 | 24.6873 | -20.4016
HAZEL GROVE | BREDBURY | 391313 | 386877 | 126.7994 | 45.6544 | 69.3716 | 128.1146 | 43.9805 | 63.5466 | 128.6726 | 42.8438 | 61.7796 | 130.8893 | 42.0716 | 58.4743 | 133.0748 | 41.2674 | 55.3317 | 133.6279 | 40.3087 | 53.787 | 134.2854 | 39.6413 | 52.1992 | 135.0709 | 38.8579 | 50.7817 | 136.18 | 38.0292 | 49.3009 | 137.063 | 37.4222 | 47.6991 | 137.9105 | 36.8504 | 46.2895 | 140.3779 | 33.938 | 37.1461 | 145.7791 | 27.3309 | 9.4798 | 130.3249 | 23.643 | -10.7773 | 112.9476 | 20.4905 | -25.2223 | 126.7025 | 45.6544 | 69.3716 | 128.0014 | 44.5821 | 65.2251 | 128.171 | 43.9822 | 64.6719 | 128.4901 | 43.464 | 63.6306 | 128.823 | 43.0778 | 62.5763 | 129.1684 | 42.5777 | 61.4707 | 129.6115 | 42.1923 | 59.9195 | 130.1356 | 41.7213 | 57.8676 | 130.7032 | 41.1669 | 55.6926 | 131.0856 | 40.8538 | 54.3084 | 131.4514 | 40.555 | 53.0539 | 132.6741 | 39.6082 | 49.5859 | 134.723 | 38.0549 | 44.9361 | 136.3619 | 37.8643 | 42.2513 | 137.4884 | 37.9348 | 40.7692 | 126.7994 | 45.6544 | 69.3716 | 128.1175 | 44.5162 | 65.2903 | 128.6751 | 43.4245 | 63.8614 | 130.8923 | 42.8572 | 60.7059 | 133.0816 | 42.0475 | 57.8175 | 133.6366 | 41.0922 | 56.7203 | 134.2935 | 40.4777 | 55.6503 | 135.0736 | 39.753 | 54.6203 | 136.1816 | 38.9636 | 53.3238 | 137.0595 | 38.3655 | 51.7392 | 137.8983 | 37.7699 | 50.2675 | 140.322 | 35.6747 | 46.1619 | 145.5107 | 32.9136 | 38.9649 | 146.3175 | 32.7872 | 36.5547 | 146.9616 | 32.3478 | 35.6557 | 126.8243 | 45.6544 | 69.3716 | 128.2135 | 43.6598 | 62.8527 | 128.8945 | 42.501 | 61.184 | 131.2522 | 41.8974 | 58.092 | 133.6965 | 40.7857 | 55.2265 | 134.7196 | 39.5509 | 54.0504 | 135.8973 | 37.6214 | 52.9972 | 137.1169 | 35.68 | 52.2274 | 138.708 | 33.6417 | 51.276 | 139.9231 | 31.611 | 50.0106 | 141.0219 | 29.684 | 48.979 | 142.0812 | 25.7758 | 36.3318 | 104.6063 | 18.9772 | 11.7412 | 78.0961 | 14.1679 | -7.5508 | 58.0532 | 10.5318 | -20.9504 | 126.8243 | 45.6544 | 69.3716 | 128.1303 | 43.6274 | 62.677 | 128.7427 | 42.6365 | 61.2241 | 129.5844 | 41.9227 | 59.8097 | 135.0729 | 40.6698 | 54.0732 | 140.0039 | 38.8196 | 49.1891 | 140.8449 | 38.1106 | 48.6642 | 142.2699 | 37.0741 | 47.5506 | 143.9861 | 35.4957 | 42.7839 | 144.9268 | 33.7967 | 37.337 | 145.8265 | 32.2909 | 32.0362 | 148.7412 | 28.2943 | 16.0918 | 112.4498 | 20.4002 | -6.8539 | 92.8125 | 16.8377 | -19.9638 | 80.5934 | 14.6209 | -17.254
HARTSHEAD-HEYROD | STALYBRIDGE | 397322 | 399942 | 6.7308 | 1.9358 | 6.7308 | 6.7308 | 1.9358 | 6.7308 | 6.7308 | 1.9358 | 6.7308 | 6.7308 | 1.9358 | 6.7308 | 6.7308 | 1.9358 | 6.7308 | 6.7308 | 1.9358 | 6.7308 | 6.7308 | 1.9358 | 6.7308 | 6.7308 | 1.9358 | 6.7308 | 6.7308 | 1.9358 | 6.7308 | 6.7308 | 1.9358 | 6.7308 | 6.7308 | 1.9358 | 6.7308 | 6.7308 | 1.9358 | 6.7308 | 6.7308 | 1.9358 | 6.7308 | 6.7308 | 1.9358 | -10.9441 | 6.7308 | 1.9358 | -30.4264 | 6.7308 | 1.9358 | 6.7308 | 6.7308 | 1.9358 | 6.7308 | 6.7308 | 1.9358 | 6.7308 | 6.7308 | 1.9358 | 6.7308 | 6.7308 | 1.9358 | 6.7308 | 6.7308 | 1.9358 | 6.7308 | 6.7308 | 1.9358 | 6.7308 | 6.7308 | 1.9358 | 6.7308 | 6.7308 | 1.9358 | 6.7308 | 6.7308 | 1.9358 | 6.7308 | 6.7308 | 1.9358 | 6.7308 | 6.7308 | 1.9358 | 6.7308 | 6.7308 | 1.9358 | 6.7308 | 6.7308 | 1.9358 | 6.7308 | 6.7308 | 1.9358 | 6.7308 | 6.7308 | 1.9358 | 6.7308 | 6.7308 | 1.9358 | 6.7308 | 6.7308 | 1.9358 | 6.7308 | 6.7308 | 1.9358 | 6.7308 | 6.7308 | 1.9358 | 6.7308 | 6.7308 | 1.9358 | 6.7308 | 6.7308 | 1.9358 | 6.7308 | 6.7308 | 1.9358 | 6.7308 | 6.7308 | 1.9358 | 6.7308 | 6.7308 | 1.9358 | 6.7308 | 6.7308 | 1.9358 | 6.7308 | 6.7308 | 1.9358 | 6.7308 | 6.7308 | 1.9358 | 6.7308 | 6.7308 | 1.9358 | 6.7308 | 6.7308 | 1.9358 | 6.7308 | 6.7308 | 1.9358 | 6.7308 | 6.7308 | 1.9358 | 6.7308 | 6.7308 | 1.9358 | 6.7308 | 6.7308 | 1.9358 | 6.7308 | 6.7308 | 1.9358 | 6.7308 | 6.7308 | 1.9358 | 6.7308 | 6.7308 | 1.9358 | 6.7308 | 6.7308 | 1.9358 | 6.7308 | 6.7308 | 1.9358 | 6.7308 | 6.7308 | 1.9358 | 6.7308 | 6.7308 | 1.9358 | 6.7308 | 6.7308 | 1.9358 | 6.7308 | 6.7308 | 1.9358 | 6.7308 | 6.7308 | 1.9358 | -3.0421 | 6.7308 | 1.9358 | -20.7263 | 6.7308 | 1.9358 | 6.7308 | 6.7308 | 1.9358 | 6.7308 | 6.7308 | 1.9358 | 6.7308 | 6.7308 | 1.9358 | 6.7308 | 6.7308 | 1.9358 | 6.7308 | 6.7308 | 1.9358 | 6.7308 | 6.7308 | 1.9358 | 6.7308 | 6.7308 | 1.9358 | 6.7308 | 6.7308 | 1.9358 | 6.7308 | 6.7308 | 1.9358 | 6.7308 | 6.7308 | 1.9358 | 6.7308 | 6.7308 | 1.9358 | 6.7308 | 6.7308 | 1.9358 | -0.6751 | 6.7308 | 1.9358 | -18.5922 | 6.7308 | 1.9358 | -14.7631
HUNCOAT | PADIHAM | 377997 | 431083 | 63.8906 | 41.508 | 63.8906 | 65.1237 | 40.2779 | 65.1237 | 65.8109 | 36.2096 | 65.8109 | 66.5584 | 32.7204 | 66.5584 | 67.3446 | 29.7472 | 64.8218 | 68.2075 | 29.0572 | 62.7602 | 69.1491 | 28.3635 | 60.647 | 70.2038 | 27.7103 | 58.5738 | 71.511 | 27.0537 | 56.4905 | 72.6241 | 26.4708 | 54.9426 | 73.7062 | 26.3073 | 53.2827 | 76.7751 | 25.1205 | 43.2527 | 81.1657 | 31.2494 | 16.0714 | 83.8839 | 44.859 | -5.2474 | 85.7056 | 45.3083 | -20.4849 | 63.9243 | 41.508 | 63.9243 | 65.1558 | 40.9394 | 65.1558 | 65.5549 | 38.6393 | 65.5549 | 66.057 | 36.4049 | 66.057 | 66.6434 | 34.4286 | 66.6434 | 67.3006 | 32.6802 | 67.3006 | 68.0732 | 30.9959 | 68.0732 | 68.9871 | 30.5338 | 68.9871 | 69.9335 | 29.9708 | 66.5868 | 70.6137 | 29.7268 | 65.9825 | 71.2699 | 29.7388 | 65.4273 | 73.2678 | 29.8749 | 62.6808 | 75.8681 | 36.3648 | 59.3487 | 77.1113 | 47.4822 | 57.7174 | 78.0861 | 49.7508 | 57.1953 | 63.8906 | 41.508 | 63.8906 | 65.126 | 40.8035 | 65.126 | 65.8141 | 38.1021 | 65.8141 | 66.5623 | 35.4666 | 66.5623 | 67.356 | 33.1057 | 67.356 | 68.2227 | 30.9999 | 65.925 | 69.1661 | 29.0641 | 64.0611 | 70.2125 | 28.4673 | 62.1802 | 71.5197 | 27.8316 | 60.1666 | 72.625 | 27.2513 | 59.0083 | 73.6921 | 27.0775 | 57.7603 | 76.6811 | 26.779 | 53.1766 | 80.69 | 36.5032 | 47.4511 | 82.7249 | 53.5866 | 44.3513 | 83.8513 | 56.2517 | 43.226 | 63.888 | 41.508 | 63.888 | 65.3242 | 39.9261 | 65.3242 | 66.1974 | 37.106 | 66.1974 | 67.2196 | 34.4643 | 65.4437 | 68.4047 | 31.8358 | 63.3107 | 69.8166 | 29.7227 | 61.325 | 71.3809 | 27.7547 | 59.317 | 72.9271 | 27.0521 | 57.3958 | 74.8966 | 26.28 | 55.263 | 76.4014 | 25.5493 | 54.0736 | 77.7708 | 25.2365 | 52.68 | 82.7524 | 23.6413 | 42.241 | 89.8345 | 28.5404 | 15.0161 | 94.6695 | 41.1293 | -5.7773 | 97.2342 | 41.4943 | -18.3728 | 63.888 | 41.508 | 63.888 | 65.2816 | 39.8321 | 65.2816 | 66.1448 | 39.1489 | 66.1448 | 67.2151 | 38.2989 | 64.9584 | 68.5473 | 37.456 | 62.8617 | 69.944 | 36.6365 | 61.0454 | 71.5121 | 36.1941 | 59.1956 | 73.8988 | 35.8671 | 57.0081 | 78.1761 | 35.2485 | 49.9212 | 79.8818 | 35.0926 | 43.3734 | 81.5644 | 35.9023 | 37.0117 | 86.4004 | 54.416 | 18.9209 | 93.0241 | 46.7242 | -6.1933 | 96.4705 | 41.5883 | -20.1198 | 96.5958 | 39.4655 | -16.7012
HYDE | STALYBRIDGE | 395522 | 395647 | 41.9805 | 7.6159 | 41.9805 | 36.2206 | 6.571 | 36.2206 | 30.9144 | 5.6084 | 30.9144 | 25.3348 | 4.5961 | 25.3348 | 20.927 | 3.7965 | 20.927 | 16.6864 | 3.0272 | 16.6864 | 12.6766 | 2.2997 | 12.6766 | 9.1615 | 1.662 | 9.1615 | 5.3406 | 0.96886 | 5.3406 | 1.0995 | 0.19947 | 1.0995 | 1.6777 | 0.30435 | 1.6777 | 10.6707 | 1.9358 | 10.6707 | 44.1797 | 8.0149 | 23.1045 | 72.0403 | 26.4295 | 2.5097 | 73.0741 | 28.9845 | -12.1216 | 41.9805 | 7.6159 | 41.9805 | 38.318 | 6.9515 | 38.318 | 35.8514 | 6.504 | 35.8514 | 33.2055 | 6.024 | 33.2055 | 30.1658 | 5.4726 | 30.1658 | 27.374 | 4.9661 | 27.374 | 25.3602 | 4.6007 | 25.3602 | 23.147 | 4.1992 | 23.147 | 20.6579 | 3.7477 | 20.6579 | 19.0321 | 3.4527 | 19.0321 | 19.1789 | 3.4794 | 19.1789 | 19.9034 | 3.6108 | 19.9034 | 59.8784 | 10.8629 | 58.471 | 68.0294 | 24.3377 | 56.0012 | 68.7148 | 27.5761 | 54.5649 | 41.9805 | 7.6159 | 41.9805 | 38.1221 | 6.916 | 38.1221 | 33.8141 | 6.1344 | 33.8141 | 28.8426 | 5.2325 | 28.8426 | 23.6584 | 4.292 | 23.6584 | 18.6504 | 3.3835 | 18.6504 | 14.9178 | 2.7063 | 14.9178 | 11.6207 | 2.1082 | 11.6207 | 7.9293 | 1.4385 | 7.9293 | 3.643 | 0.6609 | 3.643 | 4.3622 | 0.79138 | 4.3622 | 4.5621 | 0.82764 | 4.5621 | 63.7618 | 11.5674 | 51.8403 | 71.5783 | 33.4076 | 48.7275 | 72.3498 | 38.151 | 47.3994 | 41.9805 | 7.6159 | 41.9805 | 36.3097 | 6.5872 | 36.3097 | 31.585 | 5.73 | 31.585 | 26.2311 | 4.7587 | 26.2311 | 19.6342 | 3.562 | 19.6342 | 13.4984 | 2.4488 | 13.4984 | 7.9093 | 1.4349 | 7.9093 | 5.895 | 1.0695 | 5.895 | 2.601 | 0.47187 | 2.601 | 10.6707 | 1.9358 | 10.6707 | 10.6707 | 1.9358 | 10.6707 | 10.6707 | 1.9358 | 10.6707 | 34.0835 | 6.1833 | 28.0539 | 76.8912 | 25.4242 | 8.747 | 78.0948 | 27.7299 | -4.4166 | 41.9805 | 7.6159 | 41.9805 | 37.1347 | 6.7368 | 37.1347 | 33.3174 | 6.0443 | 33.3174 | 28.2539 | 5.1257 | 28.2539 | 22.5445 | 4.0899 | 22.5445 | 16.9549 | 3.0759 | 16.9549 | 14.7563 | 2.677 | 14.7563 | 16.2066 | 2.9401 | 16.2066 | 17.2739 | 3.1338 | 17.2739 | 21.2071 | 3.8473 | 21.2071 | 33.0116 | 5.9888 | 33.0116 | 71.6846 | 37.0091 | 32.3394 | 75.1631 | 31.5466 | 9.7604 | 76.8099 | 28.2209 | -3.5737 | 77.1251 | 26.8963 | -1.2109
KEARSLEY LOCAL | KEARSLEY | 376355 | 404783 | 6.7308 | 1.9358 | 6.7308 | 6.7308 | 1.9358 | 6.7308 | 6.7308 | 1.9358 | 6.7308 | 6.7308 | 1.9358 | 6.7308 | 6.7308 | 1.9358 | 6.7308 | 6.7308 | 1.9358 | 6.7308 | 6.7308 | 1.9358 | 6.7308 | 6.7308 | 1.9358 | 6.7308 | 6.7308 | 1.9358 | 6.7308 | 6.7308 | 1.9358 | 6.7308 | 6.7308 | 1.9358 | 6.7308 | 6.7308 | 1.9358 | 6.7308 | 6.7308 | 1.9358 | -27.8906 | 6.7308 | 1.9358 | -67.0862 | 6.7308 | 1.9358 | -96.7671 | 6.7308 | 1.9358 | 6.7308 | 6.7308 | 1.9358 | 6.7308 | 6.7308 | 1.9358 | 6.7308 | 6.7308 | 1.9358 | 6.7308 | 6.7308 | 1.9358 | 6.7308 | 6.7308 | 1.9358 | 6.7308 | 6.7308 | 1.9358 | 6.7308 | 6.7308 | 1.9358 | 6.7308 | 6.7308 | 1.9358 | 6.7308 | 6.7308 | 1.9358 | 6.7308 | 6.7308 | 1.9358 | 6.7308 | 6.7308 | 1.9358 | 6.7308 | 6.7308 | 1.9358 | 6.7308 | 6.7308 | 1.9358 | 6.7308 | 6.7308 | 1.9358 | 6.7308 | 6.7308 | 1.9358 | 6.7308 | 6.7308 | 1.9358 | 6.7308 | 6.7308 | 1.9358 | 6.7308 | 6.7308 | 1.9358 | 6.7308 | 6.7308 | 1.9358 | 6.7308 | 6.7308 | 1.9358 | 6.7308 | 6.7308 | 1.9358 | 6.7308 | 6.7308 | 1.9358 | 6.7308 | 6.7308 | 1.9358 | 6.7308 | 6.7308 | 1.9358 | 6.7308 | 6.7308 | 1.9358 | 6.7308 | 6.7308 | 1.9358 | 6.7308 | 6.7308 | 1.9358 | 6.7308 | 6.7308 | 1.9358 | 6.7308 | 6.7308 | 1.9358 | 6.7308 | 6.7308 | 1.9358 | 6.7308 | 6.7308 | 1.9358 | 6.7308 | 6.7308 | 1.9358 | 6.7308 | 6.7308 | 1.9358 | 6.7308 | 6.7308 | 1.9358 | 6.7308 | 6.7308 | 1.9358 | 6.7308 | 6.7308 | 1.9358 | 6.7308 | 6.7308 | 1.9358 | 6.7308 | 6.7308 | 1.9358 | 6.7308 | 6.7308 | 1.9358 | 6.7308 | 6.7308 | 1.9358 | 6.7308 | 6.7308 | 1.9358 | 6.7308 | 6.7308 | 1.9358 | -24.8522 | 6.7308 | 1.9358 | -63.2655 | 6.7308 | 1.9358 | -89.1699 | 6.7308 | 1.9358 | 6.7308 | 6.7308 | 1.9358 | 6.7308 | 6.7308 | 1.9358 | 6.7308 | 6.7308 | 1.9358 | 6.7308 | 6.7308 | 1.9358 | 6.7308 | 6.7308 | 1.9358 | 6.7308 | 6.7308 | 1.9358 | 6.7308 | 6.7308 | 1.9358 | 6.7308 | 6.7308 | 1.9358 | 6.7308 | 6.7308 | 1.9358 | 6.7308 | 6.7308 | 1.9358 | 6.7308 | 6.7308 | 1.9358 | -12.4209 | 6.7308 | 1.9358 | -58.1832 | 6.7308 | 1.9358 | -84.9104 | 6.7308 | 1.9358 | -82.0151
KENDAL (PARKSIDE RD) | HARKER / HUTTON | 351915 | 491858 | 101.8573 | 33.9518 | 43.0372 | 103.2935 | 33.1733 | 38.996 | 104.547 | 32.2053 | 35.4778 | 105.9841 | 30.9317 | 31.8447 | 107.6439 | 29.228 | 28.2924 | 112.2209 | 27.2837 | 21.863 | 114.4002 | 26.3775 | 18.0276 | 118.8929 | 25.0378 | 12.1259 | 120.3147 | 24.1283 | 8.8051 | 121.3587 | 23.1797 | 5.6021 | 122.6919 | 22.3755 | 2.5339 | 103.7213 | 18.8167 | -11.1318 | 64.086 | 11.6262 | -47.5979 | 40.9634 | 7.4314 | -73.096 | 28.3774 | 5.1481 | -90.4581 | 101.6962 | 33.9518 | 43.0372 | 103.2052 | 33.5807 | 41.4931 | 103.9501 | 33.4987 | 40.9457 | 104.8677 | 33.2357 | 39.5464 | 105.9295 | 32.7158 | 38.2329 | 107.1577 | 32.2301 | 36.9627 | 108.6609 | 31.781 | 34.8643 | 110.4945 | 31.0097 | 31.899 | 112.527 | 30.2344 | 28.4936 | 113.4092 | 29.6868 | 26.6395 | 114.3125 | 29.1861 | 24.924 | 117.1885 | 27.5662 | 19.3992 | 120.5012 | 25.7461 | 10.6544 | 122.6368 | 26.0511 | 4.4127 | 124.1703 | 26.6671 | 0.47406 | 101.8573 | 33.9518 | 43.0372 | 103.3151 | 33.4846 | 41.2644 | 104.5725 | 32.5358 | 38.5403 | 106.0128 | 31.2356 | 35.6458 | 107.6946 | 29.7155 | 33.1188 | 112.2822 | 28.2462 | 28.1575 | 114.4398 | 27.4518 | 25.9647 | 118.8969 | 26.265 | 21.3783 | 120.3132 | 25.3954 | 18.4427 | 121.3285 | 24.4399 | 15.2585 | 122.6151 | 23.5935 | 11.9555 | 114.2978 | 20.7354 | 3.3461 | 89.3581 | 16.211 | -11.06 | 77.22 | 14.0089 | -19.715 | 79.2722 | 14.3812 | -20.211 | 101.9325 | 33.9518 | 43.0372 | 103.4465 | 32.8578 | 38.0273 | 104.9196 | 31.7177 | 34.5755 | 106.7951 | 30.1717 | 31.1793 | 109.153 | 28.984 | 27.8943 | 114.4395 | 27.1649 | 22.0185 | 116.4738 | 26.0141 | 18.812 | 120.5648 | 24.4886 | 11.7958 | 122.9437 | 23.225 | 2.8273 | 120.6988 | 21.8967 | -0.73607 | 114.2957 | 20.7351 | -3.989 | 83.2669 | 15.1059 | -29.0045 | 35.8045 | 6.4955 | -55.451 | 16.0282 | 2.9078 | -71.2015 | 1.3303 | 0.24134 | -85.8987 | 101.9325 | 33.9518 | 43.0372 | 103.3031 | 32.8264 | 37.7031 | 104.6229 | 31.4915 | 34.3503 | 106.3832 | 30.2799 | 30.9924 | 115.8429 | 27.9724 | 20.7092 | 120.6771 | 26.1803 | 15.6876 | 122.4621 | 24.9172 | 12.9305 | 124.2092 | 23.5498 | 7.4924 | 119.4628 | 21.6725 | -3.6939 | 108.1732 | 19.6243 | -10.8319 | 98.1637 | 17.8085 | -17.5469 | 64.6616 | 11.7306 | -36.9523 | 18.1624 | 3.295 | -61.9251 | 11.9065 | 2.16 | -75.9844 | 10.6707 | 1.9358 | -72.689
LANCASTER | HEYSHAM | 348644 | 463628 | 66.093 | 22.9084 | 39.8433 | 67.4476 | 20.72 | 33.7234 | 68.8807 | 18.9061 | 28.3288 | 72.2857 | 16.8749 | 20.0162 | 74.1037 | 15.2115 | 13.5521 | 74.5793 | 13.5299 | 6.9192 | 63.4397 | 11.509 | -0.84035 | 58.7094 | 10.6508 | -6.2093 | 51.0864 | 9.2679 | -13.8339 | 45.6304 | 8.2781 | -17.1361 | 40.642 | 7.3731 | -19.9059 | 21.4658 | 3.8942 | -35.0007 | 10.6707 | 1.9358 | -111.6476 | 10.6707 | 1.9358 | -140.8019 | 10.6707 | 1.9358 | -160.4978 | 65.9513 | 22.9084 | 39.8433 | 67.2754 | 21.9163 | 39.5558 | 67.4577 | 21.5692 | 38.2239 | 68.0232 | 20.9806 | 36.0782 | 68.525 | 20.5041 | 34.1117 | 68.9891 | 20.0339 | 32.2814 | 69.7506 | 19.2007 | 29.1404 | 70.8522 | 18.6899 | 26.1398 | 72.1616 | 17.971 | 22.6928 | 73.1921 | 17.4997 | 20.5931 | 74.2691 | 17.0367 | 18.6596 | 77.9175 | 15.8711 | 12.9712 | 79.7463 | 14.4673 | 4.9135 | 84.7535 | 15.4201 | -0.63192 | 87.0433 | 17.5723 | -4.349 | 66.093 | 22.9084 | 39.8433 | 67.484 | 21.6803 | 38.5912 | 68.9234 | 20.0893 | 34.4193 | 72.3336 | 18.1524 | 26.6496 | 74.1868 | 16.5941 | 20.9652 | 76.2369 | 15.0723 | 15.5078 | 73.1021 | 13.2619 | 9.112 | 69.2251 | 12.5585 | 4.8594 | 61.9658 | 11.2416 | -2.2715 | 56.5352 | 10.2564 | -5.4219 | 51.4402 | 9.3321 | -8.2974 | 37.6226 | 6.8253 | -16.5039 | 23.3771 | 4.241 | -63.9333 | 30.7495 | 5.5785 | -69.3156 | 30.2585 | 5.4894 | -68.2465 | 66.1569 | 22.9084 | 39.8433 | 67.6381 | 20.1338 | 30.9942 | 69.2945 | 18.2402 | 25.4045 | 73.0913 | 16.1671 | 17.4367 | 75.6929 | 14.3806 | 11.2751 | 64.9903 | 11.7903 | 5.0462 | 44.003 | 7.9829 | -3.2349 | 30.2115 | 5.4809 | -7.8018 | 13.2429 | 2.4025 | -14.8066 | 10.6707 | 1.9358 | -17.7688 | 10.6707 | 1.9358 | -20.3247 | 10.6707 | 1.9358 | -36.7976 | 10.6707 | 1.9358 | -113.0001 | 10.6707 | 1.9358 | -140.4879 | 10.6707 | 1.9358 | -156.921 | 66.1569 | 22.9084 | 39.8433 | 67.5787 | 19.9533 | 29.8308 | 69.2093 | 18.0542 | 24.2523 | 71.5752 | 16.046 | 17.9357 | 75.6698 | 13.7277 | 8.4567 | 62.5858 | 11.3541 | -0.11844 | 49.9502 | 9.0618 | -7.8028 | 44.6438 | 8.0991 | -12.616 | 34.3956 | 6.2399 | -22.8588 | 23.8706 | 4.3305 | -31.8713 | 14.1995 | 2.576 | -40.6885 | 6.7778 | 1.2296 | -105.9367 | 10.6707 | 1.9358 | -138.2962 | 10.6707 | 1.9358 | -156.8486 | 10.6707 | 1.9358 | -150.1633
LEYLAND | PENWORTHAM WEST / STANAH | 354121 | 423373 | 126.294 | 45.0845 | 58.1569 | 126.8687 | 42.4236 | 47.3823 | 127.8112 | 39.151 | 42.9626 | 129.0815 | 36.4248 | 38.4856 | 130.3584 | 33.6592 | 32.6149 | 131.7715 | 32.5506 | 26.6533 | 133.1075 | 31.7664 | 23.1002 | 134.2909 | 31.0969 | 20.65 | 135.5692 | 30.4194 | 18.2486 | 136.6356 | 29.7828 | 15.6791 | 137.7334 | 29.2308 | 13.2992 | 142.7686 | 26.7508 | -0.086019 | 125.525 | 22.7722 | -29.5519 | 119.2418 | 21.6324 | -52.8813 | 103.4659 | 18.7704 | -70.798 | 126.1875 | 45.0845 | 58.1569 | 126.7757 | 43.7319 | 52.223 | 126.8087 | 42.031 | 50.9207 | 127.1444 | 40.4839 | 48.2136 | 127.3892 | 38.8215 | 44.6152 | 127.5686 | 37.3123 | 41.1105 | 128.0059 | 35.9181 | 38.4076 | 128.7343 | 35.3407 | 35.8673 | 129.6682 | 34.6919 | 32.9997 | 130.3527 | 34.2802 | 30.9394 | 131.1011 | 33.8974 | 28.9687 | 133.1759 | 32.7782 | 23.2816 | 136.3106 | 31.9409 | 15.6118 | 139.2227 | 33.3161 | 10.5531 | 141.5583 | 33.6963 | 7.045 | 126.294 | 45.0845 | 58.1569 | 126.8944 | 43.0914 | 50.3509 | 127.8424 | 40.7256 | 46.7065 | 129.1174 | 38.6478 | 42.4649 | 130.4314 | 36.4343 | 36.9204 | 131.8631 | 34.4038 | 31.5183 | 133.1769 | 32.7832 | 28.6032 | 134.3173 | 32.1839 | 26.6636 | 135.5904 | 31.5385 | 24.4702 | 136.6206 | 30.9047 | 21.9689 | 137.6535 | 30.3385 | 19.5626 | 142.3571 | 28.5463 | 11.0578 | 146.636 | 27.5046 | 1.1607 | 150.0792 | 29.3065 | -5.0507 | 152.5471 | 28.6137 | -8.4439 | 126.3386 | 45.0845 | 58.1569 | 126.9482 | 41.6513 | 44.7133 | 127.9984 | 39.0104 | 40.0253 | 129.5063 | 36.8644 | 35.7765 | 131.2192 | 34.4654 | 28.0105 | 132.8784 | 32.2597 | 19.2295 | 134.3179 | 30.4829 | 13.0308 | 135.8945 | 29.7358 | 9.0605 | 137.8149 | 28.9591 | 6.5762 | 139.4946 | 28.1324 | 4.1077 | 141.2454 | 27.3694 | 1.8296 | 121.2612 | 21.9987 | -12.3849 | 86.7111 | 15.7308 | -44.4601 | 79.9174 | 14.4983 | -67.0824 | 65.5871 | 11.8985 | -81.8767 | 126.3386 | 45.0845 | 58.1569 | 126.912 | 41.3611 | 43.4654 | 127.9194 | 39.959 | 38.6952 | 129.4467 | 38.9544 | 34.5672 | 131.3672 | 37.6724 | 26.8509 | 133.0555 | 36.4882 | 18.102 | 134.7293 | 35.642 | 11.8994 | 136.69 | 34.829 | 7.2997 | 141.6425 | 33.2391 | -1.0283 | 147.5164 | 31.4852 | -11.2377 | 149.7809 | 30.1117 | -17.7331 | 143.7001 | 26.0695 | -37.0554 | 104.5385 | 18.9649 | -64.4487 | 88.5167 | 16.0583 | -80.3417 | 77.5607 | 14.0707 | -78.9914
LONGSIGHT | BREDBURY | 385592 | 396016 | 149.9704 | 51.8566 | 47.4537 | 149.8538 | 50.1047 | 38.2156 | 150.3329 | 45.6532 | 30.0151 | 151.1887 | 41.6779 | 21.6376 | 151.907 | 38.209 | 12.2346 | 152.5441 | 36.4471 | 2.1359 | 153.2244 | 34.9515 | -5.0434 | 153.9446 | 34.3232 | -11.2897 | 156.3673 | 33.3518 | -17.6717 | 156.9172 | 32.7741 | -19.2018 | 157.4445 | 32.3168 | -20.5424 | 160.4165 | 29.8672 | -29.4969 | 151.2443 | 27.4381 | -49.2245 | 163.6351 | 29.9698 | -64.6107 | 164.1949 | 30.3518 | -75.3047 | 149.9498 | 51.8566 | 47.4537 | 149.9722 | 51.0588 | 42.8119 | 149.6212 | 48.2284 | 38.1481 | 149.6764 | 45.5855 | 32.6737 | 149.544 | 43.1388 | 25.8948 | 149.2408 | 40.8942 | 18.5803 | 149.2046 | 38.7917 | 13.0884 | 149.4313 | 38.5101 | 7.8297 | 149.8768 | 38.0992 | 3.7514 | 150.0466 | 37.8636 | 2.7976 | 150.2087 | 37.7557 | 1.9055 | 150.6769 | 37.2523 | -0.62486 | 151.2617 | 37.6656 | -3.9462 | 151.5428 | 41.2979 | -5.7652 | 151.5946 | 43.3449 | -6.9184 | 149.9704 | 51.8566 | 47.4537 | 149.8573 | 50.971 | 41.5804 | 150.337 | 47.5126 | 33.9585 | 151.1934 | 44.4455 | 25.781 | 151.9154 | 41.5446 | 16.663 | 152.5543 | 38.6275 | 6.99 | 153.2312 | 36.1102 | 0.31087 | 153.9441 | 35.5283 | -5.5558 | 156.3636 | 34.5879 | -11.7231 | 156.9065 | 34.0108 | -13.1695 | 157.4233 | 33.5507 | -14.5358 | 160.3475 | 31.7065 | -19.9468 | 162.0858 | 32.0019 | -25.0501 | 163.1691 | 37.1009 | -28.1197 | 163.5071 | 39.3369 | -29.4072 | 149.979 | 51.8566 | 47.4537 | 149.8094 | 49.6478 | 36.7625 | 150.2591 | 46.0046 | 28.5877 | 151.1145 | 42.9645 | 20.4191 | 151.8742 | 39.8491 | 11.2468 | 152.5777 | 36.7237 | 1.4413 | 153.3372 | 34.2044 | -5.3224 | 154.1284 | 33.476 | -11.1021 | 156.6669 | 32.4196 | -17.0855 | 157.3117 | 31.5359 | -18.3302 | 157.919 | 31.2363 | -19.3748 | 159.9749 | 29.022 | -27.9818 | 145.6212 | 26.418 | -47.8765 | 157.3077 | 28.5381 | -62.087 | 159.7281 | 28.9772 | -71.3295 | 149.979 | 51.8566 | 47.4537 | 149.7522 | 49.5131 | 36.1176 | 150.1327 | 48.371 | 28.0461 | 150.9263 | 47.3953 | 20.0632 | 151.6432 | 46.2105 | 11.0818 | 152.3108 | 45.0958 | 1.5015 | 153.0499 | 44.3134 | -5.0526 | 153.8574 | 43.4416 | -11.0682 | 158.5716 | 41.422 | -21.9921 | 160.8175 | 39.7566 | -27.7638 | 161.4848 | 38.6165 | -31.888 | 163.4338 | 37.1372 | -44.0391 | 165.8903 | 30.9629 | -61.1087 | 151.1167 | 27.415 | -70.9243 | 142.8426 | 25.9139 | -68.6653
LOWER DARWEN | ROCHDALE | 369695 | 424981 | 76.6098 | 13.8982 | 57.8006 | 65.8597 | 11.948 | 49.7002 | 48.3702 | 8.7751 | 46.9505 | 33.7234 | 6.118 | 33.7234 | 20.2042 | 3.6654 | 20.2042 | 18.2809 | 3.3164 | 18.2809 | 16.3602 | 2.968 | 16.3602 | 13.8208 | 2.5073 | 13.8208 | 10.9919 | 1.9941 | 10.9919 | 7.922 | 1.4372 | 7.922 | 7.5212 | 1.3645 | 7.5212 | -0.27259 | -0.049451 | -0.27259 | 25.6663 | 4.6563 | -9.5613 | 90.7765 | 16.5778 | -31.2245 | 86.8429 | 17.0259 | -46.2567 | 76.6098 | 13.8982 | 57.8006 | 71.7935 | 13.0245 | 53.9837 | 61.3264 | 11.1256 | 53.9805 | 53.0416 | 9.6226 | 53.0416 | 44.3168 | 8.0398 | 44.3168 | 35.6866 | 6.4741 | 35.6866 | 28.353 | 5.1437 | 28.353 | 26.2833 | 4.7682 | 26.2833 | 24.1591 | 4.3829 | 24.1591 | 23.2442 | 4.2169 | 23.2442 | 23.6866 | 4.2971 | 23.6866 | 24.781 | 4.4957 | 24.781 | 55.0441 | 9.9859 | 37.1064 | 112.6793 | 20.4418 | 34.6948 | 119.296 | 23.4873 | 33.5116 | 76.6098 | 13.8982 | 57.8006 | 70.9975 | 12.8801 | 53.452 | 58.3249 | 10.5811 | 51.5757 | 49.146 | 8.9159 | 49.146 | 39.3127 | 7.132 | 39.3127 | 30.0422 | 5.4501 | 30.0422 | 22.1606 | 4.0203 | 22.1606 | 19.9025 | 3.6106 | 19.9025 | 17.1695 | 3.1148 | 17.1695 | 14.0925 | 2.5566 | 14.0925 | 13.5066 | 2.4503 | 13.5066 | 9.3509 | 1.6964 | 9.3509 | 54.7549 | 9.9334 | 23.1035 | 113.2758 | 24.1349 | 19.7208 | 115.6714 | 27.3593 | 18.5602 | 76.6098 | 13.8982 | 57.8006 | 64.2161 | 11.6498 | 47.7868 | 50.718 | 9.2011 | 44.9057 | 41.2497 | 7.4834 | 41.2497 | 29.9614 | 5.4355 | 29.9614 | 20.5169 | 3.7221 | 20.5169 | 12.2089 | 2.2149 | 12.2089 | 8.923 | 1.6188 | 8.923 | 4.918 | 0.89221 | 4.918 | 0.96432 | 0.17494 | 0.96432 | 0.32976 | 0.059823 | 0.32976 | -9.1584 | -1.6615 | -9.1584 | 13.0302 | 2.3639 | -8.5644 | 72.7003 | 13.189 | -29.1267 | 75.6113 | 13.7171 | -42.3454 | 76.6098 | 13.8982 | 57.8006 | 63.5574 | 11.5303 | 46.8795 | 58.7522 | 10.6586 | 44.0524 | 56.2135 | 10.198 | 41.9914 | 52.1708 | 9.4646 | 40.3231 | 48.7533 | 8.8446 | 38.7261 | 48.6906 | 8.8333 | 37.2375 | 47.5189 | 8.6207 | 34.7024 | 42.2311 | 7.6614 | 26.7215 | 41.2051 | 7.4753 | 20.6833 | 44.9513 | 8.1549 | 13.6737 | 110.8799 | 23.8213 | -4.3422 | 91.3746 | 17.3672 | -28.9509 | 79.8817 | 14.4918 | -42.8026 | 70.7942 | 12.8432 | -39.1513
LYTHAM | PENWORTHAM WEST / STANAH | 335361 | 429316 | 18.4032 | 18.4032 | 18.4032 | 18.8036 | 18.8036 | 18.8036 | 19.0503 | 19.0503 | 19.0503 | 19.3506 | 19.3506 | 19.3506 | 19.6545 | 19.6545 | 19.6545 | 19.9823 | 19.9823 | 19.9823 | 20.3432 | 20.3432 | 20.3432 | 20.7382 | 20.7382 | 20.7382 | 21.1767 | 21.1767 | 21.1767 | 21.4893 | 21.4893 | 21.4893 | 21.7823 | 21.7823 | 21.7823 | 22.5537 | 22.5537 | 18.0305 | 23.5348 | 23.5348 | 5.5405 | 24.0861 | 24.0861 | -4.0695 | 24.4056 | 24.4056 | -10.9242 | 18.3519 | 18.3519 | 18.3519 | 18.7721 | 18.7721 | 18.7721 | 18.879 | 18.879 | 18.879 | 19.0617 | 19.0617 | 19.0617 | 19.2123 | 19.2123 | 19.2123 | 19.3594 | 19.3594 | 19.3594 | 19.5659 | 19.5659 | 19.5659 | 19.8382 | 19.8382 | 19.8382 | 20.1499 | 20.1499 | 20.1499 | 20.2801 | 20.2801 | 20.2801 | 20.4012 | 20.4012 | 20.4012 | 20.7493 | 20.7493 | 20.7493 | 21.246 | 21.246 | 21.246 | 21.6089 | 21.6089 | 21.2892 | 21.8832 | 21.8832 | 20.4771 | 18.4032 | 18.4032 | 18.4032 | 18.8039 | 18.8039 | 18.8039 | 19.0506 | 19.0506 | 19.0506 | 19.351 | 19.351 | 19.351 | 19.6559 | 19.6559 | 19.6559 | 19.9842 | 19.9842 | 19.9842 | 20.3454 | 20.3454 | 20.3454 | 20.7395 | 20.7395 | 20.7395 | 21.1782 | 21.1782 | 21.1782 | 21.4899 | 21.4899 | 21.4899 | 21.781 | 21.781 | 21.781 | 22.5424 | 22.5424 | 22.5424 | 23.4762 | 23.4762 | 21.4962 | 24.0104 | 24.0104 | 20.0532 | 24.2869 | 24.2869 | 19.4656 | 18.4131 | 18.4131 | 18.4131 | 18.8127 | 18.8127 | 18.8127 | 19.0888 | 19.0888 | 19.0888 | 19.451 | 19.451 | 19.451 | 19.8533 | 19.8533 | 19.8533 | 20.2946 | 20.2946 | 20.2946 | 20.7743 | 20.7743 | 20.7743 | 21.2758 | 21.2758 | 21.2758 | 21.887 | 21.887 | 21.887 | 22.3074 | 22.3074 | 22.3074 | 22.6727 | 22.6727 | 22.6727 | 23.861 | 23.861 | 18.8819 | 25.2876 | 25.2876 | 6.9923 | 25.9813 | 25.9813 | -2.1063 | 26.3398 | 26.3398 | -8.4808 | 18.4131 | 18.4131 | 18.4131 | 18.7698 | 18.7698 | 18.7698 | 19 | 19 | 19 | 19.3189 | 19.3189 | 19.3189 | 19.6803 | 19.6803 | 19.6803 | 20.0785 | 20.0785 | 20.0785 | 20.5187 | 20.5187 | 20.5187 | 21.0189 | 21.0189 | 21.0189 | 21.7555 | 21.7555 | 21.7555 | 22.2283 | 22.2283 | 19.869 | 22.6717 | 22.6717 | 17.1167 | 23.8057 | 23.8057 | 9.1576 | 25.1578 | 25.1578 | -1.9248 | 25.6744 | 25.6744 | -8.2306 | 25.6361 | 25.6361 | -6.8356
MACCLESFIELD | MACCLESFIELD | 392047 | 374564 | 10.6707 | 1.9358 | 10.6707 | 10.6707 | 1.9358 | 10.6707 | 10.6707 | 1.9358 | 10.6707 | 10.6707 | 1.9358 | 10.6707 | 10.6707 | 1.9358 | 10.6707 | 10.6707 | 1.9358 | 10.6707 | 10.6707 | 1.9358 | 10.6707 | 10.6707 | 1.9358 | 10.6707 | 10.6707 | 1.9358 | 10.6707 | 10.6707 | 1.9358 | 10.6707 | 10.6707 | 1.9358 | 10.6707 | 10.6707 | 1.9358 | 10.6707 | 10.6707 | 1.9358 | 10.6707 | 10.6707 | 1.9358 | 3.1006 | 10.6707 | 1.9358 | -9.5479 | 10.6707 | 1.9358 | 10.6707 | 10.6707 | 1.9358 | 10.6707 | 10.6707 | 1.9358 | 10.6707 | 10.6707 | 1.9358 | 10.6707 | 10.6707 | 1.9358 | 10.6707 | 10.6707 | 1.9358 | 10.6707 | 10.6707 | 1.9358 | 10.6707 | 10.6707 | 1.9358 | 10.6707 | 10.6707 | 1.9358 | 10.6707 | 10.6707 | 1.9358 | 10.6707 | 10.6707 | 1.9358 | 10.6707 | 10.6707 | 1.9358 | 10.6707 | 10.6707 | 1.9358 | 10.6707 | 10.6707 | 1.9358 | 10.6707 | 10.6707 | 1.9358 | 10.6707 | 10.6707 | 1.9358 | 10.6707 | 10.6707 | 1.9358 | 10.6707 | 10.6707 | 1.9358 | 10.6707 | 10.6707 | 1.9358 | 10.6707 | 10.6707 | 1.9358 | 10.6707 | 10.6707 | 1.9358 | 10.6707 | 10.6707 | 1.9358 | 10.6707 | 10.6707 | 1.9358 | 10.6707 | 10.6707 | 1.9358 | 10.6707 | 10.6707 | 1.9358 | 10.6707 | 10.6707 | 1.9358 | 10.6707 | 10.6707 | 1.9358 | 10.6707 | 10.6707 | 1.9358 | 10.6707 | 10.6707 | 1.9358 | 10.6707 | 10.6707 | 1.9358 | 10.6707 | 10.6707 | 1.9358 | 10.6707 | 10.6707 | 1.9358 | 10.6707 | 10.6707 | 1.9358 | 10.6707 | 10.6707 | 1.9358 | 10.6707 | 10.6707 | 1.9358 | 10.6707 | 10.6707 | 1.9358 | 10.6707 | 10.6707 | 1.9358 | 10.6707 | 10.6707 | 1.9358 | 10.6707 | 10.6707 | 1.9358 | 10.6707 | 10.6707 | 1.9358 | 10.6707 | 10.6707 | 1.9358 | 10.6707 | 10.6707 | 1.9358 | 10.6707 | 10.6707 | 1.9358 | 5.741 | 10.6707 | 1.9358 | -10.7966 | 10.6707 | 1.9358 | -22.5445 | 10.6707 | 1.9358 | 10.6707 | 10.6707 | 1.9358 | 10.6707 | 10.6707 | 1.9358 | 10.6707 | 10.6707 | 1.9358 | 10.6707 | 10.6707 | 1.9358 | 10.6707 | 10.6707 | 1.9358 | 10.6707 | 10.6707 | 1.9358 | 10.6707 | 10.6707 | 1.9358 | 10.6707 | 10.6707 | 1.9358 | 10.6707 | 10.6707 | 1.9358 | 10.6707 | 10.6707 | 1.9358 | 10.6707 | 10.6707 | 1.9358 | 10.6707 | 10.6707 | 1.9358 | 4.1832 | 10.6707 | 1.9358 | -7.4281 | 10.6707 | 1.9358 | -6.1236
MOSS NOOK | SOUTH MANCHESTER | 384073 | 385068 | 10.6707 | 1.9358 | 10.6707 | 10.6707 | 1.9358 | 10.6707 | 10.6707 | 1.9358 | 10.6707 | 10.6707 | 1.9358 | 10.6707 | 10.6707 | 1.9358 | 10.6707 | 10.6707 | 1.9358 | 10.6707 | 7.374 | 1.9358 | 7.374 | 4.4963 | 1.8468 | 4.4963 | 2.2377 | 0.91912 | 2.2377 | -0.041961 | -0.017235 | -0.041961 | -2.1976 | -0.90266 | -2.1976 | -10.5022 | -4.3137 | -10.5022 | -27.2557 | -11.1951 | -27.2557 | -35.9149 | -14.7518 | -35.9149 | -45.5027 | -18.6899 | -45.5027 | 10.6707 | 1.9358 | 10.6707 | 10.6707 | 1.9358 | 10.6707 | 10.6707 | 1.9358 | 10.6707 | 10.6707 | 1.9358 | 10.6707 | 10.6707 | 1.9358 | 10.6707 | 10.6707 | 1.9358 | 10.6707 | 10.6707 | 1.9358 | 10.6707 | 10.6707 | 1.9358 | 10.6707 | 10.6707 | 1.9358 | 10.6707 | 10.6707 | 1.9358 | 10.6707 | 10.6707 | 1.9358 | 10.6707 | 10.6707 | 1.9358 | 10.6707 | 10.6707 | 1.9358 | 10.6707 | 10.6707 | 1.9358 | 10.6707 | 10.6707 | 1.9358 | 10.6707 | 10.6707 | 1.9358 | 10.6707 | 10.6707 | 1.9358 | 10.6707 | 10.6707 | 1.9358 | 10.6707 | 10.6707 | 1.9358 | 10.6707 | 10.6707 | 1.9358 | 10.6707 | 10.6707 | 1.9358 | 10.6707 | 9.983 | 1.9358 | 9.983 | 7.3548 | 1.9358 | 7.3548 | 5.2481 | 1.9358 | 5.2481 | 3.034 | 1.2462 | 3.034 | 0.86766 | 0.35638 | 0.86766 | -5.533 | -2.2726 | -5.533 | -14.0508 | -5.7712 | -14.0508 | -14.8554 | -6.1017 | -14.8554 | -17.9448 | -7.3707 | -17.9448 | 10.6707 | 1.9358 | 10.6707 | 10.6707 | 1.9358 | 10.6707 | 10.6707 | 1.9358 | 10.6707 | 10.6707 | 1.9358 | 10.6707 | 10.6707 | 1.9358 | 10.6707 | 9.1455 | 1.9358 | 9.1455 | 5.4672 | 1.9358 | 5.4672 | 2.3897 | 0.98154 | 2.3897 | -0.22593 | -0.092799 | -0.22593 | -2.987 | -1.2269 | -2.987 | -5.6153 | -2.3064 | -5.6153 | -15.1937 | -6.2407 | -15.1937 | -33.8997 | -13.924 | -33.8997 | -43.1581 | -17.7269 | -43.1581 | -52.3192 | -21.4897 | -52.3192 | 10.6707 | 1.9358 | 10.6707 | 10.6707 | 1.9358 | 10.6707 | 10.6707 | 1.9358 | 10.6707 | 10.6707 | 1.9358 | 10.6707 | 10.6707 | 1.9358 | 10.6707 | 8.3796 | 1.9358 | 8.3796 | 4.1311 | 1.6968 | 4.1311 | 0.36291 | 0.14906 | 0.36291 | -4.2575 | -1.7488 | -4.2575 | -9.0064 | -3.6993 | -9.0064 | -13.6193 | -5.594 | -13.6193 | -23.2527 | -9.5509 | -23.2527 | -46.4412 | -19.0754 | -46.4412 | -56.3454 | -23.1434 | -56.3454 | -65.0444 | -26.7165 | -65.0444
NELSON | PADIHAM | 385989 | 438643 | 47.6561 | 8.6456 | 35.6867 | 44.1415 | 8.008 | 31.3986 | 30.5941 | 5.5502 | 29.7739 | 18.4662 | 3.3501 | 18.4662 | 7.8221 | 1.4191 | 7.8221 | 4.1513 | 0.7531 | 4.1513 | 0.31089 | 0.056401 | 0.31089 | -3.6984 | -0.67095 | -3.6984 | -7.7072 | -1.3982 | -7.7072 | -11.2365 | -2.0385 | -11.2365 | -14.332 | -2.6 | -14.332 | -29.3413 | -5.323 | -29.3413 | -48.097 | -8.7256 | -48.097 | -57.8689 | -10.4983 | -57.8689 | -71.1367 | -12.9053 | -71.1367 | 47.6561 | 8.6456 | 35.6867 | 45.6396 | 8.2797 | 33.1034 | 38.4447 | 6.9745 | 32.6117 | 31.3985 | 5.6962 | 31.3985 | 25.178 | 4.5677 | 25.178 | 19.7555 | 3.584 | 19.7555 | 14.228 | 2.5812 | 14.228 | 12.4148 | 2.2522 | 12.4148 | 10.1618 | 1.8435 | 10.1618 | 8.8859 | 1.612 | 8.8859 | 7.7741 | 1.4103 | 7.7741 | 4.5632 | 0.82783 | 4.5632 | 1.2281 | 0.2228 | 1.2281 | -2.7547 | -0.49974 | -2.7547 | 5.5519 | 1.0072 | 5.5519 | 47.6561 | 8.6456 | 35.6867 | 45.1771 | 8.1958 | 32.8404 | 35.943 | 6.5206 | 31.605 | 26.5305 | 4.8131 | 26.5305 | 18.0788 | 3.2798 | 18.0788 | 10.3609 | 1.8796 | 10.3609 | 2.9058 | 0.52716 | 2.9058 | -0.7874 | -0.14285 | -0.7874 | -4.5628 | -0.82777 | -4.5628 | -8.4195 | -1.5274 | -8.4195 | -11.4445 | -2.0762 | -11.4445 | -22.921 | -4.1582 | -22.921 | -26.076 | -4.7306 | -26.076 | -22.312 | -4.0478 | -22.312 | -25.5456 | -4.6344 | -25.5456 | 47.6561 | 8.6456 | 35.6867 | 42.9411 | 7.7902 | 30.5262 | 33.1277 | 6.0099 | 28.7998 | 23.1884 | 4.2067 | 23.1884 | 1.111 | 0.20156 | 1.111 | -8.3425 | -1.5135 | -8.3425 | -23.6757 | -4.2951 | -23.6757 | -30.6449 | -5.5595 | -30.6449 | -40.0701 | -7.2694 | -40.0701 | -50.0238 | -9.0751 | -50.0238 | -60.2059 | -10.9223 | -60.2059 | -73.8534 | -13.3982 | -73.8534 | -100.6988 | -18.2684 | -100.6988 | -110.0493 | -19.9647 | -110.0493 | -129.3667 | -23.4692 | -129.3667 | 47.6561 | 8.6456 | 35.6867 | 42.8769 | 7.7786 | 30.2244 | 39.7471 | 7.2108 | 28.5853 | 34.9475 | 6.34 | 27.1285 | 29.9979 | 5.4421 | 25.7624 | 24.6123 | 4.4651 | 24.4593 | 17.6822 | 3.2078 | 17.6822 | 9.8831 | 1.793 | 9.8831 | -2.1818 | -0.39581 | -2.1818 | -4.8317 | -0.87656 | -4.8317 | -8.9742 | -1.6281 | -8.9742 | -31.02 | -5.6275 | -31.02 | -64.024 | -11.615 | -64.024 | -84.4823 | -15.3264 | -84.4823 | -94.558 | -17.1543 | -94.558
NEW MILLS | STALYBRIDGE | 401141 | 383916 | 40.4045 | 40.4045 | 40.4045 | 40.7886 | 40.7886 | 40.7886 | 41.1477 | 41.1477 | 40.4974 | 41.5762 | 32.0252 | 39.3771 | 42.0553 | 31.6162 | 38.4523 | 42.6123 | 31.1957 | 37.2978 | 43.2547 | 30.7902 | 36.1726 | 44.0878 | 30.4447 | 35.0373 | 44.5979 | 30.0561 | 34.0509 | 44.9536 | 29.6805 | 33.1292 | 45.3002 | 29.7337 | 32.3452 | 46.276 | 29.6487 | 28.2291 | 47.6561 | 38.4802 | 17.9489 | 48.4994 | 48.4994 | 10.6342 | 49.1528 | 49.1528 | 5.0844 | 40.3478 | 40.3478 | 40.3478 | 40.7257 | 40.7257 | 40.7257 | 40.8479 | 40.8479 | 40.8479 | 41.0335 | 41.0335 | 41.0335 | 41.2343 | 39.6185 | 40.9177 | 41.4548 | 32.2077 | 40.5109 | 41.7515 | 32.0455 | 39.9322 | 42.1344 | 31.8513 | 39.1013 | 42.5633 | 31.6369 | 38.1575 | 42.7757 | 31.5045 | 37.5815 | 42.987 | 31.6208 | 37.0475 | 43.6277 | 32.0651 | 35.4868 | 44.5774 | 39.0577 | 33.2612 | 45.2557 | 45.2557 | 31.8286 | 45.6808 | 45.6808 | 30.9771 | 40.4045 | 40.4045 | 40.4045 | 40.7907 | 40.7907 | 40.7907 | 41.1503 | 41.1503 | 41.1142 | 41.5794 | 41.5794 | 40.1658 | 42.0628 | 39.0458 | 39.4883 | 42.6221 | 31.4058 | 38.7061 | 43.2643 | 31.0611 | 38.009 | 44.092 | 30.7556 | 37.2175 | 44.6019 | 30.3906 | 36.3558 | 44.953 | 30.0042 | 35.4333 | 45.2912 | 30.0415 | 34.5622 | 46.2228 | 30.1859 | 32.1539 | 47.3908 | 39.9909 | 29.2288 | 48.1186 | 48.1186 | 27.64 | 48.5658 | 48.5658 | 27.3923 | 40.429 | 40.429 | 40.429 | 40.8317 | 40.8317 | 40.8317 | 41.2513 | 41.2513 | 40.4865 | 41.8013 | 41.8013 | 39.4463 | 42.6378 | 38.7083 | 38.4474 | 43.4048 | 30.9872 | 37.4517 | 44.091 | 30.5236 | 36.5519 | 44.6751 | 30.0859 | 35.8378 | 45.3953 | 29.5564 | 35.0686 | 45.9188 | 28.9387 | 34.2804 | 46.4219 | 28.8464 | 33.6325 | 50.937 | 28.295 | 26.767 | 53.0856 | 37.6737 | 16.8252 | 54.1286 | 54.1286 | 9.9849 | 54.6457 | 54.6457 | 5.0813 | 40.429 | 40.429 | 40.429 | 40.7966 | 40.7966 | 40.7966 | 41.1786 | 41.1786 | 40.5568 | 41.8779 | 41.8779 | 39.3846 | 42.5247 | 42.5247 | 38.6362 | 43.2813 | 43.2813 | 37.7772 | 47.4374 | 47.4374 | 33.481 | 47.8575 | 47.8575 | 32.8911 | 48.482 | 48.482 | 30.9106 | 49.0196 | 49.0196 | 28.6843 | 49.5385 | 49.5385 | 26.5094 | 51.2342 | 51.2342 | 19.9487 | 53.2968 | 53.2968 | 11.1287 | 54.0789 | 54.0789 | 6.5853 | 54.192 | 54.192 | 7.6334
ORRELL | WASHWAY FARM / KIRKBY | 352784 | 404565 | 105.4408 | 58.3876 | 85.2961 | 105.9428 | 57.4434 | 83.9714 | 106.5807 | 56.835 | 82.5519 | 107.4358 | 56.1085 | 80.9835 | 108.2638 | 55.3586 | 79.7059 | 109.1715 | 54.7082 | 78.5659 | 110.2231 | 54.0571 | 77.2746 | 111.4083 | 53.4564 | 76.0648 | 112.4862 | 52.8414 | 74.7613 | 117.3999 | 51.4552 | 68.9848 | 117.8345 | 50.9389 | 67.8126 | 123.1032 | 48.1711 | 58.5407 | 126.2634 | 44.8538 | 40.2255 | 128.1147 | 43.3687 | 24.7677 | 129.0334 | 40.8754 | 13.5471 | 105.3895 | 58.3876 | 85.2961 | 105.8892 | 57.9981 | 85.8165 | 105.9598 | 57.838 | 86.0005 | 106.2053 | 57.4711 | 85.5992 | 106.4185 | 57.1826 | 85.4287 | 106.615 | 56.8862 | 85.4557 | 106.9733 | 56.5463 | 84.9843 | 107.4721 | 56.206 | 83.9929 | 108.0901 | 55.8282 | 82.7359 | 108.4643 | 55.5503 | 81.8514 | 108.8599 | 55.3179 | 81.0389 | 110.1762 | 54.6855 | 78.7139 | 111.8763 | 54.7725 | 75.7834 | 112.8454 | 55.9584 | 74.2249 | 113.5826 | 55.7106 | 73.6079 | 105.4408 | 58.3876 | 85.2961 | 105.9566 | 57.9514 | 85.8505 | 106.5969 | 57.4702 | 84.6794 | 107.4541 | 56.7967 | 83.1543 | 108.295 | 56.107 | 81.9392 | 109.2092 | 55.4673 | 80.9242 | 110.2479 | 54.8481 | 79.9659 | 111.4057 | 54.3116 | 79.1093 | 112.4913 | 53.7226 | 78.0578 | 117.3902 | 52.3312 | 72.2639 | 117.7994 | 51.8169 | 71.027 | 122.9405 | 49.5719 | 63.6874 | 125.4811 | 48.6236 | 58.682 | 126.9721 | 49.4457 | 56.2019 | 127.3905 | 48.854 | 55.8984 | 105.4631 | 58.3876 | 85.2961 | 105.9972 | 57.1864 | 83.2502 | 106.7234 | 56.612 | 81.9479 | 107.7361 | 55.8105 | 80.5744 | 108.8391 | 55.2686 | 79.5058 | 110.1164 | 54.3746 | 74.1752 | 111.5665 | 53.4969 | 67.5792 | 112.6286 | 52.7781 | 61.1035 | 113.6252 | 52.0082 | 54.4057 | 118.6786 | 50.4264 | 48.4437 | 119.2976 | 49.6914 | 47.0073 | 126.6591 | 46.0389 | 35.7385 | 135.6233 | 42.1594 | 17.5121 | 138.1016 | 40.9685 | 5.0632 | 138.4129 | 38.747 | -2.7522 | 105.4631 | 58.3876 | 85.2961 | 105.9545 | 57.1033 | 82.904 | 106.6327 | 56.5907 | 81.6649 | 107.626 | 55.7873 | 80.3714 | 108.8059 | 54.9291 | 79.1902 | 110.1554 | 54.0793 | 73.7217 | 111.7291 | 53.2863 | 67.0576 | 112.8459 | 52.4704 | 60.1606 | 124.1755 | 49.5905 | 41.8069 | 125.2728 | 48.4912 | 38.4254 | 126.3577 | 47.6058 | 35.1039 | 129.6073 | 48.2651 | 25.2951 | 133.147 | 42.4469 | 10.8359 | 134.9305 | 38.8457 | 1.6352 | 134.5373 | 37.3873 | 2.7067
PADIHAM | PADIHAM | 378571 | 433224 | 109.301 | 47.4606 | 64.576 | 109.4407 | 46.2833 | 59.9964 | 110.1072 | 45.3577 | 57.5024 | 112.1705 | 44.4851 | 53.8484 | 113.0333 | 43.6233 | 51.6319 | 113.8863 | 42.8742 | 49.5502 | 114.8188 | 42.1157 | 47.4034 | 118.6699 | 41.0193 | 42.5182 | 119.8361 | 40.3454 | 40.467 | 121.0222 | 39.6251 | 38.4254 | 126.3949 | 39.0249 | 32.3677 | 130.3135 | 36.1787 | 23.8814 | 146.1335 | 30.4592 | -3.9548 | 148.0115 | 28.5426 | -15.2468 | 139.7477 | 25.3525 | -23.4594 | 109.2347 | 47.4606 | 64.576 | 109.4156 | 46.985 | 63.3543 | 109.2348 | 46.7353 | 63.8238 | 109.4077 | 46.3362 | 63.3982 | 109.4252 | 45.9524 | 63.4437 | 109.3081 | 45.6276 | 63.9139 | 109.4002 | 45.2478 | 63.7616 | 109.7222 | 44.8681 | 62.9796 | 110.2234 | 44.444 | 61.7714 | 110.5416 | 44.1683 | 60.9896 | 110.8669 | 43.9078 | 60.2673 | 111.976 | 43.0652 | 57.7623 | 113.7611 | 41.9248 | 53.1514 | 115.2671 | 42.444 | 50.3998 | 116.3556 | 42.811 | 48.8097 | 109.301 | 47.4606 | 64.576 | 109.4456 | 46.8804 | 62.8808 | 110.1131 | 46.215 | 61.091 | 112.1778 | 45.4145 | 57.6509 | 113.0536 | 44.6448 | 55.7252 | 113.9134 | 43.8945 | 54.0602 | 114.8484 | 43.1604 | 52.3878 | 118.6845 | 42.085 | 47.8805 | 119.8502 | 41.466 | 45.9699 | 121.0221 | 40.7497 | 43.948 | 126.3681 | 40.1326 | 37.8253 | 130.1608 | 37.7877 | 31.6194 | 145.3604 | 34.0197 | 13.3247 | 146.9089 | 33.8556 | 10.3786 | 147.7672 | 31.9078 | 9.5042 | 109.3279 | 47.4606 | 64.576 | 109.4831 | 45.9517 | 58.5077 | 110.186 | 45.0808 | 55.8566 | 112.3492 | 44.1787 | 52.3136 | 113.419 | 39.0534 | 50.1696 | 114.578 | 38.1394 | 48.1931 | 115.8967 | 36.1383 | 46.1494 | 120.0117 | 33.6782 | 41.5094 | 121.8167 | 31.5811 | 39.2635 | 122.8891 | 29.6102 | 37.485 | 126.9688 | 27.6884 | 32.7529 | 131.7992 | 23.9105 | 15.3031 | 102.8603 | 18.6605 | -1.7942 | 91.0513 | 16.5182 | -11.957 | 75.0692 | 13.6188 | -18.4976 | 109.3279 | 47.4606 | 64.576 | 109.4555 | 45.8462 | 57.7711 | 110.1467 | 45.0882 | 55.0212 | 112.3236 | 44.2187 | 51.5198 | 113.489 | 43.2886 | 49.3966 | 117.8321 | 42.3479 | 44.4022 | 119.3526 | 41.469 | 42.3563 | 122.4688 | 40.3012 | 38.7615 | 124.2005 | 38.8964 | 34.8632 | 125.8307 | 37.2966 | 30.7787 | 136.3785 | 34.7936 | 17.8815 | 145.2216 | 32.326 | 2.3282 | 143.316 | 25.9998 | -10.7637 | 124.024 | 22.4999 | -17.8275 | 112.6028 | 20.4279 | -16.1606
PEEL | PENWORTHAM WEST / STANAH | 335644 | 432080 | 21.2998 | 21.2998 | 19.0353 | 21.784 | 21.784 | 14.2423 | 22.1675 | 22.1675 | 12.5487 | 22.7058 | 22.7058 | 11.3029 | 23.2201 | 23.2201 | 10.2541 | 23.7432 | 23.7432 | 9.2979 | 24.3642 | 24.3642 | 8.2639 | 24.9403 | 24.9403 | 7.2303 | 25.6812 | 25.6812 | 6.1096 | 26.3208 | 26.3208 | 5.1008 | 26.9381 | 26.9381 | 4.1876 | 28.7014 | 28.7014 | 0.56997 | 30.7372 | 30.7372 | -8.2869 | 31.3381 | 31.3381 | -15.3902 | 31.664 | 31.664 | -20.9217 | 21.2861 | 21.2861 | 19.0353 | 21.7991 | 21.7991 | 18.0196 | 21.8499 | 21.8499 | 18.0498 | 22.0763 | 22.0763 | 17.6649 | 22.2637 | 22.2637 | 17.5085 | 22.4227 | 22.4227 | 17.4773 | 22.6655 | 22.6655 | 16.7764 | 22.9975 | 22.9975 | 15.7094 | 23.3866 | 23.3866 | 14.4471 | 23.6772 | 23.6772 | 13.7467 | 23.9592 | 23.9592 | 13.0933 | 24.8847 | 24.8847 | 11.3184 | 25.9163 | 25.9163 | 9.0998 | 26.2978 | 26.2978 | 7.9445 | 26.5167 | 26.5167 | 7.3551 | 21.2998 | 21.2998 | 19.0353 | 21.7853 | 21.7853 | 17.7175 | 22.169 | 22.169 | 16.7063 | 22.7076 | 22.7076 | 15.4866 | 23.2234 | 23.2234 | 14.4749 | 23.7473 | 23.7473 | 13.5808 | 24.3672 | 24.3672 | 12.6207 | 24.9404 | 24.9404 | 11.7521 | 25.6802 | 25.6802 | 10.8297 | 26.3171 | 26.3171 | 10.0093 | 26.9302 | 26.9302 | 9.2249 | 28.6739 | 28.6739 | 6.5546 | 30.6336 | 30.6336 | 3.0044 | 31.184 | 31.184 | 1.3744 | 31.4332 | 31.4332 | 0.87286 | 21.3056 | 21.3056 | 19.0353 | 21.8388 | 21.8388 | 12.5469 | 22.2996 | 22.2996 | 10.596 | 22.9296 | 22.9296 | 9.4033 | 23.6729 | 23.6729 | 8.3242 | 24.4251 | 24.4251 | 7.4413 | 25.2484 | 25.2484 | 6.5676 | 26.0484 | 26.0484 | 5.5793 | 26.9709 | 26.9709 | 4.5157 | 27.6887 | 27.6887 | 3.5364 | 28.3285 | 28.3285 | 2.6717 | 31.0194 | 29.7737 | -1.9603 | 32.9525 | 25.6942 | -9.5479 | 33.7621 | 33.5682 | -15.2628 | 34.1341 | 34.1341 | -19.9384 | 21.3056 | 21.3056 | 19.0353 | 21.816 | 21.816 | 11.7438 | 22.2802 | 22.2802 | 9.7113 | 22.9878 | 22.9878 | 8.5333 | 23.651 | 23.651 | 7.6218 | 24.3583 | 24.3583 | 6.8451 | 26.5669 | 26.5669 | 4.4467 | 27.3426 | 27.3426 | 3.4997 | 29.054 | 29.054 | 1.2208 | 29.5979 | 29.5979 | -0.6361 | 30.1035 | 30.1035 | -2.437 | 31.5354 | 31.5354 | -7.5456 | 33.1309 | 31.1186 | -14.5201 | 33.7647 | 33.7647 | -19.1052 | 33.7018 | 33.7018 | -18.9464
PENRITH & SHAP | HARKER / HUTTON | 349996 | 530398 | 67.9469 | 57.0009 | 55.1446 | 68.1546 | 56.1358 | 49.1282 | 68.7077 | 53.6661 | 46.2815 | 69.5201 | 51.3013 | 43.5862 | 70.2653 | 49.0549 | 40.955 | 71.0935 | 47.9843 | 38.0354 | 71.9486 | 46.986 | 35.0741 | 72.9777 | 46.075 | 32.2518 | 74.1724 | 45.1871 | 29.422 | 75.2606 | 44.1485 | 26.618 | 76.4827 | 43.5209 | 23.9064 | 86.862 | 39.9573 | 6.2101 | 99.9429 | 34.9465 | -22.2655 | 105.954 | 31.6367 | -38.1649 | 111.3766 | 27.4523 | -51.5277 | 67.9026 | 57.0009 | 55.1446 | 68.2184 | 56.6915 | 51.8257 | 68.1605 | 55.5012 | 51.3214 | 68.3768 | 54.2853 | 50.3368 | 68.5116 | 53.0952 | 49.4145 | 68.5904 | 51.9994 | 48.5223 | 68.8955 | 51.0436 | 47.0899 | 69.4315 | 50.6248 | 45.1017 | 70.232 | 50.1466 | 42.7115 | 70.7401 | 49.8113 | 41.3843 | 71.3562 | 49.5071 | 40.0915 | 73.6638 | 48.4554 | 34.6496 | 78.0615 | 46.9667 | 23.3082 | 83.0043 | 45.8665 | 12.923 | 87.4308 | 44.1672 | 5.0435 | 67.9469 | 57.0009 | 55.1446 | 68.179 | 56.5926 | 51.4299 | 68.7399 | 54.8461 | 49.434 | 69.5597 | 52.968 | 47.5403 | 70.371 | 51.1315 | 45.9454 | 71.2335 | 49.4645 | 44.4832 | 72.0934 | 47.9188 | 43.05 | 73.0484 | 47.1327 | 41.4466 | 74.2405 | 46.2798 | 38.743 | 75.2591 | 45.2834 | 35.9689 | 76.3498 | 44.612 | 33.2121 | 86.1073 | 41.3371 | 18.433 | 96.269 | 37.5971 | 1.9328 | 100.9713 | 35.0196 | -7.1245 | 104.3203 | 31.8296 | -10.1715 | 67.9655 | 57.0009 | 55.1446 | 68.1824 | 55.8499 | 48.0113 | 68.787 | 53.9316 | 45.1138 | 69.7343 | 51.8863 | 42.5802 | 70.8074 | 48.0814 | 40.0724 | 72.1214 | 46.0666 | 37.2027 | 73.6757 | 41.8639 | 34.357 | 75.4424 | 37.0716 | 31.7201 | 77.5753 | 32.436 | 28.9115 | 79.5416 | 27.6358 | 25.8163 | 81.7047 | 22.9543 | 22.6246 | 93.6364 | 16.9871 | 1.363 | 55.9195 | 10.1447 | -30.6847 | 33.4023 | 6.0597 | -46.971 | 11.107 | 2.015 | -56.5742 | 67.9655 | 57.0009 | 55.1446 | 68.1735 | 55.8017 | 47.5296 | 68.7726 | 54.8289 | 44.5713 | 69.8335 | 53.4921 | 41.7349 | 71.302 | 52.0796 | 38.8659 | 74.2936 | 50.4202 | 34.6486 | 76.8639 | 49.0754 | 31.1955 | 79.227 | 47.7081 | 28.1824 | 82.6961 | 45.9104 | 21.8287 | 96.7041 | 42.5235 | 4.3701 | 98.7608 | 40.8139 | -1.1981 | 107.4412 | 35.7931 | -20.2688 | 118.0227 | 27.5292 | -43.8007 | 112.2829 | 22.0476 | -54.8205 | 99.6805 | 18.0836 | -54.8038
PRESTON EAST | PENWORTHAM EAST / ROCHDALE | 356774 | 432942 | 10.6707 | 1.9358 | 10.6707 | 10.6707 | 1.9358 | 10.6707 | 10.6707 | 1.9358 | 10.6707 | 10.6707 | 1.9358 | 10.6707 | 10.6707 | 1.9358 | 10.6707 | 10.6707 | 1.9358 | 10.6707 | 10.6707 | 1.9358 | 10.6707 | 10.6707 | 1.9358 | 10.6707 | 10.6707 | 1.9358 | 10.6707 | 10.6707 | 1.9358 | 10.6707 | 10.6707 | 1.9358 | 10.1418 | 10.6707 | 1.9358 | 3.5207 | 10.6707 | 1.9358 | -10.6013 | 10.6707 | 1.9358 | -21.3569 | 10.6707 | 1.9358 | -29.439 | 10.6707 | 1.9358 | 10.6707 | 10.6707 | 1.9358 | 10.6707 | 10.6707 | 1.9358 | 10.6707 | 10.6707 | 1.9358 | 10.6707 | 10.6707 | 1.9358 | 10.6707 | 10.6707 | 1.9358 | 10.6707 | 10.6707 | 1.9358 | 10.6707 | 10.6707 | 1.9358 | 10.6707 | 10.6707 | 1.9358 | 10.6707 | 10.6707 | 1.9358 | 10.6707 | 10.6707 | 1.9358 | 10.6707 | 10.6707 | 1.9358 | 10.6707 | 10.6707 | 1.9358 | 10.6707 | 10.6707 | 1.9358 | 10.6707 | 10.6707 | 1.9358 | 10.6707 | 10.6707 | 1.9358 | 10.6707 | 10.6707 | 1.9358 | 10.6707 | 10.6707 | 1.9358 | 10.6707 | 10.6707 | 1.9358 | 10.6707 | 10.6707 | 1.9358 | 10.6707 | 10.6707 | 1.9358 | 10.6707 | 10.6707 | 1.9358 | 10.6707 | 10.6707 | 1.9358 | 10.6707 | 10.6707 | 1.9358 | 10.6707 | 10.6707 | 1.9358 | 10.6707 | 10.6707 | 1.9358 | 10.6707 | 10.6707 | 1.9358 | 10.6707 | 10.6707 | 1.9358 | 7.2377 | 10.6707 | 1.9358 | 4.7091 | 2.47 | 0.4481 | 2.47 | 10.6707 | 1.9358 | 10.6707 | 10.6707 | 1.9358 | 10.6707 | 10.6707 | 1.9358 | 10.6707 | 10.6707 | 1.9358 | 10.6707 | 10.6707 | 1.9358 | 10.6707 | 10.6707 | 1.9358 | 10.6707 | 10.6707 | 1.9358 | 10.6707 | 10.6707 | 1.9358 | 10.6707 | 10.6707 | 1.9358 | 5.2548 | 10.6707 | 1.9358 | 3.8292 | 10.6707 | 1.9358 | 2.5369 | 10.6707 | 1.9358 | -4.3002 | 10.6707 | 1.9358 | -18.2145 | 10.6707 | 1.9358 | -28.2495 | 10.6707 | 1.9358 | -34.9501 | 10.6707 | 1.9358 | 10.6707 | 10.6707 | 1.9358 | 10.6707 | 10.6707 | 1.9358 | 10.6707 | 10.6707 | 1.9358 | 10.6707 | 10.6707 | 1.9358 | 10.6707 | 10.6707 | 1.9358 | 10.6707 | 10.6707 | 1.9358 | 10.6707 | 10.6707 | 1.9358 | 10.6707 | 10.6707 | 1.9358 | 1.6022 | 10.6707 | 1.9358 | -1.9101 | 10.6707 | 1.9358 | -5.3821 | 10.6707 | 1.9358 | -15.0158 | 10.6707 | 1.9358 | -27.9021 | 10.6707 | 1.9358 | -34.9756 | 10.6707 | 1.9358 | -33.8614
RED BANK | WHITEGATE | 384542 | 399276 | 152.531 | 40.5836 | 65.3328 | 152.6428 | 39.0739 | 54.2033 | 153.0651 | 38.1716 | 49.6658 | 153.7256 | 36.8207 | 44.5678 | 154.3158 | 35.1785 | 39.5773 | 154.863 | 34.5161 | 37.6447 | 155.4456 | 33.8154 | 35.5756 | 156.0583 | 33.0224 | 33.6058 | 156.7171 | 32.2648 | 31.6096 | 157.2104 | 31.6531 | 29.9805 | 157.6858 | 30.9868 | 28.4922 | 158.6307 | 28.7781 | 22.1259 | 142.4444 | 25.8417 | 6.81 | 133.6619 | 24.2484 | -5.2616 | 120.2294 | 21.8115 | -14.5771 | 152.5153 | 40.5836 | 65.3328 | 152.7755 | 40.1421 | 59.5158 | 152.7766 | 39.9388 | 57.0949 | 153.0428 | 39.1434 | 53.3029 | 153.2341 | 38.0848 | 49.6866 | 153.355 | 37.9174 | 49.0955 | 153.6719 | 37.5629 | 48.0085 | 154.1822 | 37.0422 | 46.4435 | 154.8689 | 36.4857 | 44.507 | 155.076 | 36.304 | 43.481 | 155.2784 | 36.0707 | 42.4963 | 155.8444 | 35.3473 | 39.7275 | 156.6323 | 34.3829 | 35.9365 | 157.188 | 34.7382 | 33.531 | 157.6088 | 35.0126 | 31.6701 | 152.531 | 40.5836 | 65.3328 | 152.6433 | 39.9938 | 58.9373 | 153.0659 | 39.2627 | 55.0948 | 153.7268 | 37.9093 | 50.1467 | 154.3198 | 36.3481 | 44.8831 | 154.8685 | 35.6809 | 43.2093 | 155.4523 | 34.9849 | 41.5118 | 156.0623 | 34.2411 | 39.8124 | 156.7214 | 33.5021 | 37.9737 | 157.2122 | 32.893 | 36.4928 | 157.6821 | 32.2179 | 35.0767 | 158.9296 | 30.4453 | 31.2729 | 160.527 | 29.4408 | 25.9878 | 161.5627 | 29.7161 | 22.5295 | 157.7301 | 28.6147 | 20.388 | 152.5376 | 40.5836 | 65.3328 | 152.6103 | 38.5126 | 51.6984 | 153.0198 | 37.5899 | 46.9815 | 153.6897 | 36.2305 | 41.999 | 154.3192 | 34.5108 | 37.1562 | 154.9222 | 33.807 | 35.3353 | 155.5702 | 32.9306 | 33.4808 | 156.2401 | 32.0542 | 31.7173 | 157.0149 | 31.2219 | 29.8298 | 157.5901 | 30.6348 | 28.3585 | 158.1346 | 30.1264 | 27.0293 | 155.1469 | 28.1461 | 21.3317 | 136.7049 | 24.8004 | 7.0808 | 125.5017 | 22.768 | -3.8538 | 111.5648 | 20.2396 | -11.9393 | 152.5376 | 40.5836 | 65.3328 | 152.5425 | 38.3112 | 50.536 | 152.8707 | 37.375 | 45.8115 | 153.4632 | 35.9559 | 40.9577 | 154.0239 | 34.3095 | 36.2939 | 154.5555 | 33.5842 | 34.6415 | 155.1372 | 32.9574 | 32.9534 | 155.7584 | 32.2122 | 31.2053 | 156.5604 | 31.0998 | 27.6049 | 157.2429 | 30.1442 | 24.0649 | 157.8994 | 29.153 | 20.5992 | 150.4341 | 27.2911 | 10.9239 | 119.9896 | 21.768 | -2.536 | 103.0071 | 18.6871 | -10.7372 | 91.805 | 16.6549 | -10.8289
RIBBLE | PENWORTHAM EAST / ROCHDALE | 351794 | 429241 | 10.6707 | 1.9358 | 10.6707 | 10.6707 | 1.9358 | 10.6707 | 10.6707 | 1.9358 | 10.6707 | 10.6707 | 1.9358 | 10.6707 | 10.6707 | 1.9358 | 10.6707 | 10.6707 | 1.9358 | 10.6707 | 10.6707 | 1.9358 | 10.6707 | 10.6707 | 1.9358 | 10.6707 | 10.6707 | 1.9358 | 10.6707 | 10.6707 | 1.9358 | 10.6707 | 10.6707 | 1.9358 | 10.6707 | 2.2671 | 0.93119 | 2.2671 | 6.7308 | 1.9358 | 6.7308 | 6.7308 | 1.9358 | -24.6895 | 6.7308 | 1.9358 | -50.7887 | 10.6707 | 1.9358 | 10.6707 | 10.6707 | 1.9358 | 10.6707 | 10.6707 | 1.9358 | 10.6707 | 10.6707 | 1.9358 | 10.6707 | 10.6707 | 1.9358 | 10.6707 | 10.6707 | 1.9358 | 10.6707 | 10.6707 | 1.9358 | 10.6707 | 10.6707 | 1.9358 | 10.6707 | 10.6707 | 1.9358 | 10.6707 | 10.6707 | 1.9358 | 10.6707 | 10.6707 | 1.9358 | 10.6707 | 10.6707 | 1.9358 | 10.6707 | 10.6707 | 1.9358 | 10.6707 | 10.6707 | 1.9358 | 10.6707 | 10.6707 | 1.9358 | 10.6707 | 10.6707 | 1.9358 | 10.6707 | 10.6707 | 1.9358 | 10.6707 | 10.6707 | 1.9358 | 10.6707 | 10.6707 | 1.9358 | 10.6707 | 10.6707 | 1.9358 | 10.6707 | 10.6707 | 1.9358 | 10.6707 | 10.6707 | 1.9358 | 10.6707 | 10.6707 | 1.9358 | 10.6707 | 10.6707 | 1.9358 | 10.6707 | 10.6707 | 1.9358 | 10.6707 | 10.6707 | 1.9358 | 10.6707 | 10.6707 | 1.9358 | 10.6707 | 0.60889 | 0.2501 | 0.60889 | 6.7308 | 1.9358 | 6.7308 | 6.7308 | 1.9358 | 6.7308 | 10.6707 | 1.9358 | 10.6707 | 10.6707 | 1.9358 | 10.6707 | 10.6707 | 1.9358 | 10.6707 | 10.6707 | 1.9358 | 10.6707 | 10.6707 | 1.9358 | 10.6707 | 10.6707 | 1.9358 | 10.6707 | 10.6707 | 1.9358 | 10.6707 | 10.6707 | 1.9358 | 10.6707 | 10.6707 | 1.9358 | 10.6707 | 10.6707 | 1.9358 | 10.6707 | 7.3324 | 1.9358 | 7.3324 | 6.7308 | 1.9358 | 6.7308 | 6.7308 | 1.9358 | 6.7308 | 6.7308 | 1.9358 | -19.8399 | 6.7308 | 1.9358 | -42.1305 | 10.6707 | 1.9358 | 10.6707 | 10.6707 | 1.9358 | 10.6707 | 10.6707 | 1.9358 | 10.6707 | 10.6707 | 1.9358 | 10.6707 | 10.6707 | 1.9358 | 10.6707 | 10.6707 | 1.9358 | 10.6707 | 10.6707 | 1.9358 | 10.6707 | 10.6707 | 1.9358 | 10.6707 | 9.1076 | 1.9358 | 9.1076 | 2.1247 | 0.87271 | 2.1247 | 6.7308 | 1.9358 | 6.7308 | 6.7308 | 1.9358 | 6.7308 | 6.7308 | 1.9358 | -20.5143 | 6.7308 | 1.9358 | -44.9457 | 6.7308 | 1.9358 | -39.7712
ROCHDALE CENTRAL | ROCHDALE | 389111 | 413393 | 96.3334 | 42.8155 | 60.166 | 96.7323 | 42.2756 | 58.3509 | 97.0809 | 41.8413 | 57.6344 | 97.5007 | 41.2625 | 56.6712 | 97.8965 | 40.6322 | 55.7939 | 98.2936 | 40.1591 | 54.9047 | 98.7502 | 39.8184 | 53.977 | 99.2591 | 39.3767 | 53.0843 | 99.8219 | 38.9315 | 52.0756 | 100.2243 | 38.4772 | 51.1803 | 100.6239 | 38.1309 | 50.3838 | 101.7535 | 36.7329 | 45.9903 | 103.3661 | 34.4935 | 33.2221 | 104.3934 | 33.2978 | 22.6926 | 105.0813 | 31.162 | 15.2709 | 96.298 | 42.8155 | 60.166 | 96.7538 | 42.4309 | 58.7812 | 96.901 | 42.3111 | 58.7804 | 97.1476 | 42.0511 | 58.3313 | 97.3978 | 41.7036 | 57.7293 | 97.6625 | 41.346 | 57.115 | 98.0169 | 41.09 | 56.2559 | 98.467 | 40.8127 | 55.1239 | 98.929 | 40.4936 | 53.8831 | 99.1096 | 40.3348 | 53.1957 | 99.2963 | 40.2183 | 52.5625 | 99.9122 | 39.7992 | 50.808 | 100.8429 | 39.246 | 48.5173 | 101.5298 | 39.6006 | 47.083 | 102.0318 | 40.018 | 46.2404 | 96.3334 | 42.8155 | 60.166 | 96.745 | 42.4082 | 58.8136 | 97.0951 | 42.0744 | 58.2023 | 97.5133 | 41.5713 | 57.3122 | 97.9104 | 41.0041 | 56.5388 | 98.3092 | 40.48 | 55.8159 | 98.7547 | 40.1157 | 55.0827 | 99.2501 | 39.7114 | 54.3383 | 99.804 | 39.2838 | 53.5042 | 100.1933 | 38.8343 | 52.7171 | 100.5761 | 38.4735 | 51.9158 | 101.6579 | 37.5628 | 49.776 | 102.972 | 37.2418 | 47.0822 | 103.8045 | 37.9145 | 45.3502 | 104.3235 | 37.1136 | 44.604 | 96.3483 | 42.8155 | 60.166 | 96.768 | 42.1819 | 58.14 | 97.1568 | 41.8028 | 57.442 | 97.6193 | 41.2486 | 56.493 | 98.081 | 40.4892 | 55.6118 | 98.6014 | 39.8597 | 54.7486 | 99.1834 | 39.2782 | 53.8737 | 99.8207 | 38.9336 | 53.0023 | 100.5971 | 38.7111 | 51.9273 | 101.1389 | 38.4466 | 50.9791 | 101.6616 | 38.2295 | 50.1497 | 103.3101 | 36.7204 | 45.7155 | 105.9168 | 33.9521 | 34.1275 | 107.3971 | 32.3259 | 24.9236 | 108.2021 | 29.9908 | 18.1453 | 96.3483 | 42.8155 | 60.166 | 96.72 | 42.1957 | 58.1146 | 97.0509 | 41.9028 | 57.5161 | 97.4464 | 41.339 | 56.6549 | 97.8778 | 40.6595 | 55.8626 | 98.382 | 39.9537 | 55.1103 | 98.9692 | 39.811 | 54.2219 | 99.641 | 39.5204 | 53.0308 | 100.5447 | 38.79 | 50.089 | 101.2358 | 38.0018 | 47.2118 | 101.898 | 37.3878 | 44.4226 | 103.7081 | 36.4392 | 36.6335 | 106.1572 | 32.1632 | 25.8191 | 107.4458 | 29.4743 | 19.0895 | 107.6192 | 28.2707 | 20.2702
ROSSENDALE | PADIHAM | 380261 | 422010 | 99.3337 | 72.981 | 77.8886 | 100.1908 | 72.2162 | 74.9782 | 100.7065 | 69.1631 | 73.5387 | 101.4129 | 66.2544 | 71.8615 | 102.1207 | 63.656 | 70.4176 | 102.8802 | 63.0418 | 69.0352 | 103.6032 | 62.407 | 67.6376 | 107.2953 | 61.4171 | 63.4768 | 108.0147 | 60.8147 | 62.3805 | 108.5868 | 60.1726 | 61.1794 | 109.1499 | 59.6691 | 60.1213 | 110.843 | 57.389 | 53.7999 | 113.2132 | 53.8869 | 32.9834 | 114.5112 | 53.1078 | 15.8914 | 115.6064 | 50.1979 | 4.0063 | 99.2825 | 72.981 | 77.8886 | 100.1696 | 72.4684 | 75.5365 | 100.2266 | 70.786 | 75.4078 | 100.4682 | 69.0712 | 74.6873 | 100.6714 | 67.4772 | 74.1394 | 100.85 | 65.9682 | 73.7246 | 101.1601 | 64.4775 | 72.8096 | 101.6061 | 64.0707 | 71.3777 | 102.148 | 63.6318 | 69.6526 | 102.492 | 63.3908 | 68.7321 | 102.8337 | 63.209 | 67.898 | 103.9647 | 62.6696 | 65.6183 | 105.1435 | 62.7515 | 62.7882 | 106.1486 | 64.0875 | 61.1948 | 106.9654 | 63.9547 | 60.3726 | 99.3337 | 72.981 | 77.8886 | 100.1929 | 72.4756 | 75.8206 | 100.7097 | 70.4554 | 74.6106 | 101.4171 | 68.3643 | 73.0505 | 102.1353 | 66.4097 | 71.7632 | 102.8996 | 64.6181 | 70.6342 | 103.6268 | 62.9184 | 69.5342 | 107.3092 | 61.9942 | 65.6007 | 108.03 | 61.4119 | 64.5805 | 108.593 | 60.7804 | 63.3872 | 109.1372 | 60.2638 | 62.2868 | 110.7264 | 58.6445 | 59.1471 | 112.6901 | 58.0687 | 55.1884 | 113.7758 | 59.5705 | 52.9378 | 114.4535 | 58.1497 | 52.0715 | 99.3552 | 72.981 | 77.8886 | 100.2527 | 72.0867 | 74.831 | 100.8745 | 69.9855 | 73.5424 | 101.7439 | 67.8116 | 72.0468 | 102.5046 | 60.639 | 70.8056 | 103.35 | 58.6708 | 69.7074 | 104.3032 | 56.4927 | 68.7249 | 108.0189 | 55.1704 | 65.2578 | 109.1061 | 54.1953 | 64.5568 | 109.979 | 53.2309 | 63.5969 | 110.749 | 52.3751 | 62.7788 | 117.3123 | 49.1613 | 52.5219 | 120.6571 | 44.7678 | 32.1395 | 122.0861 | 42.9841 | 16.4535 | 122.6488 | 39.762 | 6.2287 | 99.3552 | 72.981 | 77.8886 | 100.1934 | 72.1188 | 74.8506 | 100.7633 | 71.5568 | 73.7413 | 101.511 | 70.7168 | 72.4099 | 102.2429 | 69.888 | 71.3143 | 105.8863 | 68.5636 | 67.5592 | 106.6542 | 67.565 | 66.9031 | 107.5739 | 66.4655 | 65.9433 | 108.8827 | 64.8075 | 62.4901 | 110.1287 | 63.1188 | 58.2618 | 111.0198 | 61.5318 | 53.6527 | 114.1168 | 57.6686 | 39.6943 | 117.2445 | 50.6406 | 20.7604 | 118.3877 | 45.7688 | 10.0384 | 118.2883 | 43.4263 | 12.6961
ROYTON | WHITEGATE | 392426 | 407533 | -21.4439 | -3.8903 | -21.4439 | -24.7874 | -4.4968 | -24.7874 | -27.4859 | -4.9864 | -27.4859 | -30.5605 | -5.5442 | -30.5605 | -33.3796 | -6.0556 | -33.3796 | -35.4719 | -6.4352 | -35.4719 | -37.8977 | -6.8752 | -37.8977 | -40.3508 | -7.3203 | -40.3508 | -42.6366 | -7.735 | -42.6366 | -44.914 | -8.1481 | -44.914 | -45.489 | -8.2524 | -45.489 | -49.8693 | -9.0471 | -49.8693 | -21.8901 | -3.9712 | -21.8901 | 31.9451 | 5.7954 | 31.9451 | 34.7979 | 6.3129 | 34.7979 | -21.4439 | -3.8903 | -21.4439 | -23.7902 | -4.3159 | -23.7902 | -24.7682 | -4.4933 | -24.7682 | -26.1458 | -4.7433 | -26.1458 | -27.6957 | -5.0244 | -27.6957 | -28.3925 | -5.1509 | -28.3925 | -29.8577 | -5.4167 | -29.8577 | -31.5012 | -5.7148 | -31.5012 | -33.0743 | -6.0002 | -33.0743 | -34.0687 | -6.1806 | -34.0687 | -34.1746 | -6.1998 | -34.1746 | -34.287 | -6.2202 | -34.287 | -11.9139 | -2.1614 | -11.9139 | 28.1593 | 5.1085 | 28.1593 | 37.3175 | 6.77 | 37.3175 | -21.4439 | -3.8903 | -21.4439 | -23.9323 | -4.3417 | -23.9323 | -26.2863 | -4.7688 | -26.2863 | -29.1763 | -5.293 | -29.1763 | -31.6159 | -5.7356 | -31.6159 | -33.6625 | -6.1069 | -33.6625 | -36.0086 | -6.5325 | -36.0086 | -38.2218 | -6.934 | -38.2218 | -40.4304 | -7.3347 | -40.4304 | -42.7023 | -7.7469 | -42.7023 | -43.3176 | -7.8585 | -43.3176 | -44.6183 | -8.0945 | -44.6183 | -4.0445 | -0.73373 | -4.0445 | 61.1562 | 11.0947 | 61.1562 | 69.7348 | 12.929 | 69.7348 | -21.4439 | -3.8903 | -21.4439 | -25.6199 | -4.6479 | -25.6199 | -28.3391 | -5.1412 | -28.3391 | -31.6104 | -5.7346 | -31.6104 | -34.9332 | -6.3374 | -34.9332 | -37.6132 | -6.8236 | -37.6132 | -40.6639 | -7.3771 | -40.6639 | -43.2235 | -7.8414 | -43.2235 | -46.0794 | -8.3595 | -46.0794 | -48.3937 | -8.7794 | -48.3937 | -48.2646 | -8.756 | -48.2646 | -51.3335 | -9.3127 | -51.3335 | -25.727 | -4.6673 | -25.727 | 25.7708 | 4.6752 | 25.7708 | 27.948 | 5.0702 | 27.948 | -21.4439 | -3.8903 | -21.4439 | -25.5089 | -4.6277 | -25.5089 | -27.9924 | -5.0783 | -27.9924 | -31.5023 | -5.715 | -31.5023 | -34.3539 | -6.2323 | -34.3539 | -36.5909 | -6.6382 | -36.5909 | -36.0145 | -6.5336 | -36.0145 | -34.6273 | -6.2819 | -34.6273 | -34.5293 | -6.2642 | -34.5293 | -32.2988 | -5.8595 | -32.2988 | -25.7784 | -4.6766 | -25.7784 | 66.5841 | 12.0794 | 66.5841 | 43.6272 | 7.9147 | 43.6272 | 28.2807 | 5.1306 | 28.2807 | 21.9919 | 3.9897 | 21.9919
SALE | CARRINGTON | 378726 | 392892 | 76.135 | 60.0305 | 42.2964 | 77.2318 | 58.763 | 35.6613 | 77.7007 | 57.8721 | 33.8553 | 78.2429 | 56.9883 | 31.8153 | 78.8168 | 55.9722 | 29.8435 | 79.4681 | 55.1144 | 27.781 | 80.2161 | 54.341 | 25.6636 | 81.0655 | 53.6505 | 23.7249 | 82.1046 | 53.1888 | 22.2912 | 82.9236 | 52.7307 | 20.8356 | 83.7217 | 52.3632 | 19.5647 | 85.1158 | 50.6654 | 12.4669 | 87.0645 | 46.8116 | -7.488 | 88.304 | 45.6517 | -23.1763 | 89.1877 | 44.4968 | -34.6739 | 75.9968 | 60.0305 | 42.2964 | 77.1416 | 59.455 | 38.8705 | 77.3177 | 58.9684 | 38.3761 | 77.5782 | 58.4411 | 37.449 | 77.8682 | 57.749 | 36.5113 | 78.1788 | 57.1069 | 35.548 | 78.5593 | 56.5995 | 34.216 | 79.0268 | 56.1577 | 32.4847 | 79.5343 | 55.8287 | 30.7614 | 79.877 | 55.6531 | 29.6786 | 80.2184 | 55.5012 | 28.6543 | 81.3585 | 55.0579 | 25.9395 | 82.7648 | 54.5136 | 22.3964 | 83.6043 | 56.0514 | 20.2987 | 84.2255 | 57.5679 | 19.0787 | 76.135 | 60.0305 | 42.2964 | 77.2406 | 59.3918 | 38.6795 | 77.7091 | 58.662 | 37.3749 | 78.2521 | 57.8373 | 35.5591 | 78.8313 | 56.7969 | 33.9311 | 79.485 | 55.9755 | 32.3938 | 80.2241 | 55.2765 | 30.8912 | 81.0601 | 54.6811 | 29.4452 | 82.0917 | 54.2635 | 28.3535 | 82.8977 | 53.8261 | 27.092 | 83.678 | 53.4596 | 25.8896 | 85.0294 | 52.3624 | 22.6726 | 86.6821 | 51.0341 | 18.5225 | 87.7228 | 52.1894 | 16.1505 | 88.3322 | 53.0595 | 15.3413 | 76.1623 | 60.0305 | 42.2964 | 77.3427 | 58.5336 | 34.2427 | 77.9488 | 57.6812 | 32.4195 | 78.7296 | 56.8214 | 30.4861 | 79.6822 | 55.713 | 28.6531 | 80.8382 | 54.7266 | 26.8517 | 81.9126 | 53.9374 | 25.118 | 82.7227 | 53.241 | 23.6493 | 83.7355 | 52.8112 | 22.5907 | 84.4529 | 52.39 | 21.3579 | 85.1353 | 52.003 | 20.3195 | 87.2021 | 49.9829 | 13.6109 | 90.4155 | 45.9413 | -5.6452 | 92.262 | 44.7015 | -20.6505 | 93.1988 | 43.7278 | -31.224 | 76.1623 | 60.0305 | 42.2964 | 77.2806 | 58.4402 | 33.6759 | 77.8308 | 57.965 | 31.9646 | 78.5962 | 57.3349 | 30.1738 | 79.5528 | 56.586 | 28.4828 | 80.6943 | 55.8483 | 26.869 | 81.4975 | 55.2442 | 25.2977 | 82.304 | 54.403 | 23.5611 | 83.4509 | 53.3238 | 19.4195 | 84.3703 | 52.2803 | 14.9142 | 85.2518 | 51.3079 | 10.4878 | 87.6116 | 49.1837 | -2.1398 | 90.6568 | 44.0148 | -20.0603 | 92.077 | 42.4667 | -30.5465 | 92.2808 | 41.3724 | -28.6716
BARROW & SANDGATE | HARKER / HUTTON | 321492 | 468870 | 122.1065 | 32.7748 | 102.2829 | 122.4885 | 32.2915 | 113.6423 | 123.095 | 28.512 | 112.437 | 124.0383 | 24.5928 | 110.7411 | 112.9487 | 20.4907 | 109.4674 | 90.8506 | 16.4818 | 90.8506 | 69.6899 | 12.6428 | 69.6899 | 65.6967 | 11.9184 | 65.6967 | 61.5917 | 11.1737 | 61.5917 | 57.9525 | 10.5135 | 57.9525 | 54.7122 | 9.9257 | 54.7122 | 40.4737 | 7.3426 | 40.4737 | 10.1076 | 1.8337 | 10.1076 | 10.6707 | 1.9358 | 10.6707 | 10.6707 | 1.9358 | 10.6707 | 122.0715 | 32.7748 | 102.2829 | 122.4987 | 32.4976 | 114.4332 | 122.4149 | 32.412 | 114.6815 | 122.5844 | 32.2578 | 97.933 | 122.6153 | 31.9451 | 87.8404 | 122.4836 | 31.7241 | 77.8542 | 122.5032 | 31.5689 | 77.4963 | 122.6858 | 31.224 | 76.7308 | 122.9833 | 30.8307 | 75.7484 | 123.1348 | 30.6208 | 75.2295 | 123.2875 | 30.4264 | 74.7387 | 123.878 | 29.7964 | 73.2837 | 124.9197 | 28.7416 | 71.353 | 125.2963 | 28.7125 | 70.4734 | 125.2475 | 28.9259 | 70.2922 | 122.1065 | 32.7748 | 102.2829 | 122.4994 | 32.5145 | 114.6341 | 123.1073 | 28.824 | 113.7275 | 124.0444 | 24.9677 | 112.2485 | 115.2741 | 20.9126 | 111.2917 | 93.5875 | 16.9783 | 93.5875 | 72.7989 | 13.2069 | 72.7989 | 69.2508 | 12.5632 | 69.2508 | 65.2944 | 11.8454 | 65.2944 | 61.602 | 11.1756 | 61.602 | 58.3064 | 10.5777 | 58.3064 | 47.1948 | 8.5619 | 47.1948 | 29.8527 | 5.4158 | 29.8527 | 19.2697 | 3.4958 | 19.2697 | 11.0607 | 2.0066 | 11.0607 | 122.1228 | 32.7748 | 102.2829 | 122.5233 | 32.2114 | 113.4102 | 123.1951 | 28.4528 | 112.302 | 124.3136 | 24.4642 | 110.7549 | 110.9064 | 20.1202 | 109.5418 | 88.3972 | 16.0367 | 88.3972 | 66.2902 | 12.0261 | 66.2902 | 59.4377 | 10.7829 | 59.4377 | 53.8583 | 9.7708 | 53.8583 | 48.1634 | 8.7376 | 48.1634 | 43.0488 | 7.8097 | 43.0488 | 16.8054 | 3.0488 | 16.8054 | 10.6707 | 1.9358 | 10.6707 | 10.6707 | 1.9358 | 10.6707 | 10.6707 | 1.9358 | 10.6707 | 122.1228 | 32.7748 | 102.2829 | 122.4586 | 32.2241 | 113.3944 | 123.0581 | 28.4231 | 112.4295 | 124.7777 | 24.2187 | 110.4583 | 109.5308 | 19.8706 | 109.5308 | 80.0085 | 14.5148 | 80.0085 | 58.5064 | 10.614 | 58.5064 | 52.3941 | 9.5051 | 52.3941 | 44.7888 | 8.1254 | 44.7888 | 36.4465 | 6.612 | 36.4465 | 29.0948 | 5.2783 | 29.0948 | 7.9926 | 1.45 | 7.9926 | 10.6707 | 1.9358 | 10.6707 | 10.6707 | 1.9358 | 10.6707 | 10.6707 | 1.9358 | 10.6707
PENRITH & SHAP | HARKER / HUTTON | 356910 | 513357 | 67.9469 | 57.0009 | 55.1446 | 68.1546 | 56.1358 | 49.1282 | 68.7077 | 53.6661 | 46.2815 | 69.5201 | 51.3013 | 43.5862 | 70.2653 | 49.0549 | 40.955 | 71.0935 | 47.9843 | 38.0354 | 71.9486 | 46.986 | 35.0741 | 72.9777 | 46.075 | 32.2518 | 74.1724 | 45.1871 | 29.422 | 75.2606 | 44.1485 | 26.618 | 76.4827 | 43.5209 | 23.9064 | 86.862 | 39.9573 | 6.2101 | 99.9429 | 34.9465 | -22.2655 | 105.954 | 31.6367 | -38.1649 | 111.3766 | 27.4523 | -51.5277 | 67.9026 | 57.0009 | 55.1446 | 68.2184 | 56.6915 | 51.8257 | 68.1605 | 55.5012 | 51.3214 | 68.3768 | 54.2853 | 50.3368 | 68.5116 | 53.0952 | 49.4145 | 68.5904 | 51.9994 | 48.5223 | 68.8955 | 51.0436 | 47.0899 | 69.4315 | 50.6248 | 45.1017 | 70.232 | 50.1466 | 42.7115 | 70.7401 | 49.8113 | 41.3843 | 71.3562 | 49.5071 | 40.0915 | 73.6638 | 48.4554 | 34.6496 | 78.0615 | 46.9667 | 23.3082 | 83.0043 | 45.8665 | 12.923 | 87.4308 | 44.1672 | 5.0435 | 67.9469 | 57.0009 | 55.1446 | 68.179 | 56.5926 | 51.4299 | 68.7399 | 54.8461 | 49.434 | 69.5597 | 52.968 | 47.5403 | 70.371 | 51.1315 | 45.9454 | 71.2335 | 49.4645 | 44.4832 | 72.0934 | 47.9188 | 43.05 | 73.0484 | 47.1327 | 41.4466 | 74.2405 | 46.2798 | 38.743 | 75.2591 | 45.2834 | 35.9689 | 76.3498 | 44.612 | 33.2121 | 86.1073 | 41.3371 | 18.433 | 96.269 | 37.5971 | 1.9328 | 100.9713 | 35.0196 | -7.1245 | 104.3203 | 31.8296 | -10.1715 | 67.9655 | 57.0009 | 55.1446 | 68.1824 | 55.8499 | 48.0113 | 68.787 | 53.9316 | 45.1138 | 69.7343 | 51.8863 | 42.5802 | 70.8074 | 48.0814 | 40.0724 | 72.1214 | 46.0666 | 37.2027 | 73.6757 | 41.8639 | 34.357 | 75.4424 | 37.0716 | 31.7201 | 77.5753 | 32.436 | 28.9115 | 79.5416 | 27.6358 | 25.8163 | 81.7047 | 22.9543 | 22.6246 | 93.6364 | 16.9871 | 1.363 | 55.9195 | 10.1447 | -30.6847 | 33.4023 | 6.0597 | -46.971 | 11.107 | 2.015 | -56.5742 | 67.9655 | 57.0009 | 55.1446 | 68.1735 | 55.8017 | 47.5296 | 68.7726 | 54.8289 | 44.5713 | 69.8335 | 53.4921 | 41.7349 | 71.302 | 52.0796 | 38.8659 | 74.2936 | 50.4202 | 34.6486 | 76.8639 | 49.0754 | 31.1955 | 79.227 | 47.7081 | 28.1824 | 82.6961 | 45.9104 | 21.8287 | 96.7041 | 42.5235 | 4.3701 | 98.7608 | 40.8139 | -1.1981 | 107.4412 | 35.7931 | -20.2688 | 118.0227 | 27.5292 | -43.8007 | 112.2829 | 22.0476 | -54.8205 | 99.6805 | 18.0836 | -54.8038
STAINBURN & SIDDICK | HARKER / HUTTON | 300332 | 530823 | 6.7308 | 1.9358 | 6.7308 | 6.7308 | 1.9358 | 6.7308 | 6.7308 | 1.9358 | 6.7308 | 6.7308 | 1.9358 | 6.7308 | 6.7308 | 1.9358 | 6.7308 | 6.7308 | 1.9358 | 6.7308 | 6.7308 | 1.9358 | 6.7308 | 6.7308 | 1.9358 | 6.7308 | 6.7308 | 1.9358 | 6.7308 | 6.7308 | 1.9358 | 6.7308 | 6.7308 | 1.9358 | 6.7308 | 6.7308 | 1.9358 | 6.7308 | 6.7308 | 1.9358 | 6.7308 | 6.7308 | 1.9358 | -8.4988 | 6.7308 | 1.9358 | -24.7083 | 6.7308 | 1.9358 | 6.7308 | 6.7308 | 1.9358 | 6.7308 | 6.7308 | 1.9358 | 6.7308 | 6.7308 | 1.9358 | 6.7308 | 6.7308 | 1.9358 | 6.7308 | 6.7308 | 1.9358 | 6.7308 | 6.7308 | 1.9358 | 6.7308 | 6.7308 | 1.9358 | 6.7308 | 6.7308 | 1.9358 | 6.7308 | 6.7308 | 1.9358 | 6.7308 | 6.7308 | 1.9358 | 6.7308 | 6.7308 | 1.9358 | 6.7308 | 6.7308 | 1.9358 | 6.7308 | 6.7308 | 1.9358 | 6.7308 | 6.7308 | 1.9358 | 6.7308 | 6.7308 | 1.9358 | 6.7308 | 6.7308 | 1.9358 | 6.7308 | 6.7308 | 1.9358 | 6.7308 | 6.7308 | 1.9358 | 6.7308 | 6.7308 | 1.9358 | 6.7308 | 6.7308 | 1.9358 | 6.7308 | 6.7308 | 1.9358 | 6.7308 | 6.7308 | 1.9358 | 6.7308 | 6.7308 | 1.9358 | 6.7308 | 6.7308 | 1.9358 | 6.7308 | 6.7308 | 1.9358 | 6.7308 | 6.7308 | 1.9358 | 6.7308 | 6.7308 | 1.9358 | 6.7308 | 6.7308 | 1.9358 | 6.7308 | 6.7308 | 1.9358 | 6.7308 | 6.7308 | 1.9358 | 6.7308 | 6.7308 | 1.9358 | 6.7308 | 6.7308 | 1.9358 | 6.7308 | 6.7308 | 1.9358 | 6.7308 | 6.7308 | 1.9358 | 6.7308 | 6.7308 | 1.9358 | 6.7308 | 6.7308 | 1.9358 | 6.7308 | 6.7308 | 1.9358 | 6.7308 | 6.7308 | 1.9358 | 6.7308 | 6.7308 | 1.9358 | 6.7308 | 6.7308 | 1.9358 | 6.7308 | 6.7308 | 1.9358 | 6.7308 | 6.7308 | 1.9358 | 6.7308 | 6.7308 | 1.9358 | -2.249 | 6.7308 | 1.9358 | -15.4896 | 6.7308 | 1.9358 | 6.7308 | 6.7308 | 1.9358 | 6.7308 | 6.7308 | 1.9358 | 6.7308 | 6.7308 | 1.9358 | 6.7308 | 6.7308 | 1.9358 | 6.7308 | 6.7308 | 1.9358 | 6.7308 | 6.7308 | 1.9358 | 6.7308 | 6.7308 | 1.9358 | 6.7308 | 6.7308 | 1.9358 | 6.7308 | 6.7308 | 1.9358 | 6.7308 | 6.7308 | 1.9358 | 6.7308 | 6.7308 | 1.9358 | 6.7308 | 6.7308 | 1.9358 | 3.6517 | 6.7308 | 1.9358 | -9.3682 | 6.7308 | 1.9358 | -4.9143
SKELMERSDALE | WASHWAY FARM / KIRKBY | 347172 | 407455 | 10.6707 | 1.9358 | 10.6707 | 10.6707 | 1.9358 | 10.6707 | 10.6707 | 1.9358 | 10.6707 | 10.6707 | 1.9358 | 10.6707 | 10.6707 | 1.9358 | 10.6707 | 10.6707 | 1.9358 | 10.6707 | 10.6707 | 1.9358 | 10.6707 | 10.6707 | 1.9358 | 10.6707 | 10.6707 | 1.9358 | 10.6707 | 10.6707 | 1.9358 | 10.6707 | 10.6707 | 1.9358 | 10.6707 | 10.6707 | 1.9358 | 10.6707 | 10.6707 | 1.9358 | 10.6707 | 49.8958 | 29.2496 | 23.0518 | 52.1775 | 38.8509 | 11.777 | 10.6707 | 1.9358 | 10.6707 | 10.6707 | 1.9358 | 10.6707 | 10.6707 | 1.9358 | 10.6707 | 10.6707 | 1.9358 | 10.6707 | 10.6707 | 1.9358 | 10.6707 | 10.6707 | 1.9358 | 10.6707 | 10.6707 | 1.9358 | 10.6707 | 10.6707 | 1.9358 | 10.6707 | 10.6707 | 1.9358 | 10.6707 | 10.6707 | 1.9358 | 10.6707 | 10.6707 | 1.9358 | 10.6707 | 10.6707 | 1.9358 | 10.6707 | 10.6707 | 1.9358 | 10.6707 | 40.7433 | 19.6698 | 40.7433 | 42.1171 | 29.517 | 42.1171 | 10.6707 | 1.9358 | 10.6707 | 10.6707 | 1.9358 | 10.6707 | 10.6707 | 1.9358 | 10.6707 | 10.6707 | 1.9358 | 10.6707 | 10.6707 | 1.9358 | 10.6707 | 10.6707 | 1.9358 | 10.6707 | 10.6707 | 1.9358 | 10.6707 | 10.6707 | 1.9358 | 10.6707 | 10.6707 | 1.9358 | 10.6707 | 10.6707 | 1.9358 | 10.6707 | 10.6707 | 1.9358 | 10.6707 | 10.6707 | 1.9358 | 10.6707 | 10.6707 | 1.9358 | 10.6707 | 48.0608 | 34.1826 | 48.0608 | 49.3066 | 45.5165 | 49.3066 | 10.6707 | 1.9358 | 10.6707 | 10.6707 | 1.9358 | 10.6707 | 10.6707 | 1.9358 | 10.6707 | 10.6707 | 1.9358 | 10.6707 | 38.5013 | 29.5228 | 38.5013 | 39.4246 | 26.6268 | 39.4246 | 40.4256 | 23.837 | 40.4256 | 41.4408 | 22.7568 | 41.4408 | 42.6229 | 21.5608 | 42.6229 | 43.5266 | 20.375 | 43.5266 | 44.4934 | 19.9264 | 44.4934 | 47.7403 | 18.2372 | 47.7403 | 52.8108 | 24.1674 | 37.467 | 55.719 | 28.2934 | 23.8616 | 56.7135 | 28.1386 | 14.7492 | 10.6707 | 1.9358 | 10.6707 | 10.6707 | 1.9358 | 10.6707 | 10.6707 | 1.9358 | 10.6707 | 10.6707 | 1.9358 | 10.6707 | 10.6707 | 1.9358 | 10.6707 | 10.6707 | 1.9358 | 10.6707 | 10.6707 | 1.9358 | 10.6707 | 10.6707 | 1.9358 | 10.6707 | 10.6707 | 1.9358 | 10.6707 | 10.6707 | 1.9358 | 10.6707 | 10.6707 | 1.9358 | 10.6707 | 49.5749 | 37.3723 | 42.0092 | 54.3765 | 31.9672 | 24.9843 | 56.2952 | 37.481 | 15.6121 | 56.1514 | 35.9729 | 17.2553
STAINBURN & SIDDICK | HARKER / HUTTON | 302535 | 529330 | 6.7308 | 1.9358 | 6.7308 | 6.7308 | 1.9358 | 6.7308 | 6.7308 | 1.9358 | 6.7308 | 6.7308 | 1.9358 | 6.7308 | 6.7308 | 1.9358 | 6.7308 | 6.7308 | 1.9358 | 6.7308 | 6.7308 | 1.9358 | 6.7308 | 6.7308 | 1.9358 | 6.7308 | 6.7308 | 1.9358 | 6.7308 | 6.7308 | 1.9358 | 6.7308 | 6.7308 | 1.9358 | 6.7308 | 6.7308 | 1.9358 | 6.7308 | 6.7308 | 1.9358 | 6.7308 | 6.7308 | 1.9358 | -8.4988 | 6.7308 | 1.9358 | -24.7083 | 6.7308 | 1.9358 | 6.7308 | 6.7308 | 1.9358 | 6.7308 | 6.7308 | 1.9358 | 6.7308 | 6.7308 | 1.9358 | 6.7308 | 6.7308 | 1.9358 | 6.7308 | 6.7308 | 1.9358 | 6.7308 | 6.7308 | 1.9358 | 6.7308 | 6.7308 | 1.9358 | 6.7308 | 6.7308 | 1.9358 | 6.7308 | 6.7308 | 1.9358 | 6.7308 | 6.7308 | 1.9358 | 6.7308 | 6.7308 | 1.9358 | 6.7308 | 6.7308 | 1.9358 | 6.7308 | 6.7308 | 1.9358 | 6.7308 | 6.7308 | 1.9358 | 6.7308 | 6.7308 | 1.9358 | 6.7308 | 6.7308 | 1.9358 | 6.7308 | 6.7308 | 1.9358 | 6.7308 | 6.7308 | 1.9358 | 6.7308 | 6.7308 | 1.9358 | 6.7308 | 6.7308 | 1.9358 | 6.7308 | 6.7308 | 1.9358 | 6.7308 | 6.7308 | 1.9358 | 6.7308 | 6.7308 | 1.9358 | 6.7308 | 6.7308 | 1.9358 | 6.7308 | 6.7308 | 1.9358 | 6.7308 | 6.7308 | 1.9358 | 6.7308 | 6.7308 | 1.9358 | 6.7308 | 6.7308 | 1.9358 | 6.7308 | 6.7308 | 1.9358 | 6.7308 | 6.7308 | 1.9358 | 6.7308 | 6.7308 | 1.9358 | 6.7308 | 6.7308 | 1.9358 | 6.7308 | 6.7308 | 1.9358 | 6.7308 | 6.7308 | 1.9358 | 6.7308 | 6.7308 | 1.9358 | 6.7308 | 6.7308 | 1.9358 | 6.7308 | 6.7308 | 1.9358 | 6.7308 | 6.7308 | 1.9358 | 6.7308 | 6.7308 | 1.9358 | 6.7308 | 6.7308 | 1.9358 | 6.7308 | 6.7308 | 1.9358 | 6.7308 | 6.7308 | 1.9358 | 6.7308 | 6.7308 | 1.9358 | -2.249 | 6.7308 | 1.9358 | -15.4896 | 6.7308 | 1.9358 | 6.7308 | 6.7308 | 1.9358 | 6.7308 | 6.7308 | 1.9358 | 6.7308 | 6.7308 | 1.9358 | 6.7308 | 6.7308 | 1.9358 | 6.7308 | 6.7308 | 1.9358 | 6.7308 | 6.7308 | 1.9358 | 6.7308 | 6.7308 | 1.9358 | 6.7308 | 6.7308 | 1.9358 | 6.7308 | 6.7308 | 1.9358 | 6.7308 | 6.7308 | 1.9358 | 6.7308 | 6.7308 | 1.9358 | 6.7308 | 6.7308 | 1.9358 | 3.6517 | 6.7308 | 1.9358 | -9.3682 | 6.7308 | 1.9358 | -4.9143
STRETFORD | SOUTH MANCHESTER | 380069 | 395104 | 135.1998 | 36.1327 | 71.8891 | 135.4434 | 35.3034 | 71.1821 | 135.9381 | 34.1698 | 69.6582 | 137.3415 | 32.4574 | 67.2172 | 137.8454 | 31.3271 | 65.6596 | 138.3162 | 30.1095 | 64.0584 | 138.8335 | 29.0719 | 62.3181 | 139.4324 | 28.5559 | 60.6746 | 140.1359 | 28.0631 | 59.3002 | 140.8041 | 27.5919 | 57.9892 | 141.5272 | 27.5814 | 56.7496 | 148.8597 | 27.0461 | 46.188 | 159.0656 | 31.8863 | 23.9503 | 163.8046 | 45.7566 | 8.5162 | 166.56 | 50.0272 | -1.784 | 135.1566 | 36.1327 | 71.8891 | 135.4614 | 35.7992 | 73.2168 | 135.2942 | 35.174 | 73.1484 | 135.4056 | 34.3037 | 72.4674 | 135.3967 | 33.5152 | 71.7763 | 135.2812 | 32.6936 | 71.0634 | 135.3487 | 31.9327 | 69.8969 | 135.5719 | 31.6154 | 68.5106 | 135.9423 | 31.3179 | 67.2931 | 136.2272 | 31.1356 | 66.5881 | 136.5534 | 31.1319 | 65.8985 | 137.8258 | 31.1568 | 63.8288 | 140.217 | 35.6602 | 60.7373 | 142.7981 | 46.696 | 58.2855 | 144.7273 | 51.8242 | 56.3204 | 135.1998 | 36.1327 | 71.8891 | 135.453 | 35.722 | 72.997 | 135.9499 | 34.6423 | 71.7857 | 137.3552 | 32.9781 | 69.4834 | 137.8887 | 31.8376 | 68.1029 | 138.3751 | 30.6704 | 66.7699 | 138.9028 | 29.7014 | 65.2166 | 139.4709 | 29.2357 | 63.7962 | 140.1768 | 28.7681 | 62.5395 | 140.8163 | 28.3148 | 61.3 | 141.4817 | 28.3151 | 60.0953 | 148.5008 | 28.3177 | 51.8956 | 157.3727 | 35.4167 | 41.8025 | 161.4128 | 51.4117 | 37.2222 | 162.8254 | 57.3989 | 36.1247 | 135.2179 | 36.1327 | 71.8891 | 135.4744 | 35.0692 | 70.2911 | 135.9984 | 33.8611 | 68.6003 | 137.4615 | 32.1872 | 66.0214 | 138.1518 | 30.9288 | 60.5705 | 138.9932 | 29.7287 | 55.2632 | 139.9681 | 28.6197 | 53.4515 | 140.9932 | 28.2436 | 51.8535 | 142.187 | 27.9338 | 50.4032 | 143.3513 | 27.5869 | 48.9417 | 144.5104 | 27.5157 | 47.5454 | 145.3257 | 26.3644 | 28.7892 | 170.6959 | 30.967 | 8.9509 | 175.5061 | 45.0162 | -4.437 | 176.2356 | 49.5892 | -12.2984 | 135.2179 | 36.1327 | 71.8891 | 135.4599 | 34.9894 | 69.8612 | 135.9714 | 34.3227 | 63.2182 | 137.4896 | 33.1828 | 55.6106 | 138.3619 | 32.4224 | 45.1444 | 139.369 | 31.6186 | 34.9078 | 140.9511 | 31.5838 | 27.7403 | 144.0178 | 31.394 | 19.3243 | 151.7314 | 31.294 | 4.7008 | 161.278 | 31.4582 | -7.128 | 162.1031 | 32.6156 | -10.1028 | 165.8716 | 50.4656 | -20.3946 | 171.3149 | 45.8768 | -36.1513 | 174.0843 | 47.5664 | -45.6197 | 173.6755 | 46.5467 | -43.8121
STUART ST | STALYBRIDGE | 387247 | 398875 | 5.6512 | 1.0252 | 5.6512 | 10.6707 | 1.9358 | 10.6707 | 10.6707 | 1.9358 | 10.6707 | 10.6707 | 1.9358 | 6.4592 | 10.6707 | 1.9358 | -12.2288 | 10.6707 | 1.9358 | -30.8413 | 10.6707 | 1.9358 | -34.6709 | 10.6707 | 1.9358 | -38.4661 | 10.6707 | 1.9358 | -41.2388 | 10.6707 | 1.9358 | -42.8252 | 10.6707 | 1.9358 | -44.506 | 10.6707 | 1.9358 | -50.7162 | 10.6707 | 1.9358 | -72.9012 | 10.6707 | 1.9358 | -90.1623 | 10.6707 | 1.9358 | -103.6166 | 5.6512 | 1.0252 | 5.6512 | 10.6707 | 1.9358 | 10.6707 | 10.6707 | 1.9358 | 10.6707 | 10.6707 | 1.9358 | 10.6707 | 10.6707 | 1.9358 | 10.6707 | 10.6707 | 1.9358 | 10.1948 | 10.6707 | 1.9358 | 8.7645 | 10.6707 | 1.9358 | 6.6888 | 10.6707 | 1.9358 | 4.577 | 10.6707 | 1.9358 | 3.6822 | 10.6707 | 1.9358 | 2.8128 | 10.6707 | 1.9358 | -0.80467 | 10.6707 | 1.9358 | -6.0858 | 10.6707 | 1.9358 | -9.539 | 10.6707 | 1.9358 | -12.3414 | 5.6512 | 1.0252 | 5.6512 | 10.6707 | 1.9358 | 10.6707 | 10.6707 | 1.9358 | 10.6707 | 10.6707 | 1.9358 | 10.6707 | 10.6707 | 1.9358 | -5.1162 | 10.6707 | 1.9358 | -23.5521 | 10.6707 | 1.9358 | -27.1783 | 10.6707 | 1.9358 | -30.8111 | 10.6707 | 1.9358 | -33.5331 | 10.6707 | 1.9358 | -35.1189 | 10.6707 | 1.9358 | -36.835 | 10.6707 | 1.9358 | -40.9135 | 10.6707 | 1.9358 | -47.0802 | 10.6707 | 1.9358 | -51.6879 | 10.6707 | 1.9358 | -54.6459 | 5.6512 | 1.0252 | 5.6512 | 10.6707 | 1.9358 | 10.6707 | 10.6707 | 1.9358 | 10.6707 | 10.6707 | 1.9358 | 2.8011 | 10.6707 | 1.9358 | -15.8169 | 10.6707 | 1.9358 | -34.3403 | 10.6707 | 1.9358 | -38.0613 | 10.6707 | 1.9358 | -41.712 | 10.6707 | 1.9358 | -43.5498 | 10.6707 | 1.9358 | -45.159 | 10.6707 | 1.9358 | -46.6685 | 10.6707 | 1.9358 | -52.3534 | 10.6707 | 1.9358 | -71.9271 | 10.6707 | 1.9358 | -88.5399 | 10.0763 | 1.9358 | -100.284 | 5.6512 | 1.0252 | 5.6512 | 10.6707 | 1.9358 | 10.6707 | 10.6707 | 1.9358 | 10.6707 | 10.6707 | 1.9358 | 1.3896 | 10.6707 | 1.9358 | -17.0338 | 10.6707 | 1.9358 | -35.3484 | 10.6707 | 1.9358 | -38.8734 | 10.6707 | 1.9358 | -42.4743 | 10.6707 | 1.9358 | -45.7388 | 10.6707 | 1.9358 | -48.9988 | 10.6707 | 1.9358 | -52.5793 | 10.6707 | 1.9358 | -66.2741 | 10.6707 | 1.9358 | -86.0538 | 7.6133 | 1.9358 | -98.422 | 6.7308 | 1.9358 | -98.8537
THORNTON | PENWORTHAM WEST / STANAH | 334559 | 443368 | 25.5999 | 15.4956 | 25.5999 | 26.5885 | 14.4965 | 26.5885 | 27.2132 | 13.8795 | 27.2132 | 27.8878 | 12.7104 | 27.8878 | 28.5479 | 11.5719 | 28.5479 | 29.2261 | 10.4924 | 27.9419 | 29.9258 | 9.4232 | 25.8338 | 30.6205 | 8.403 | 23.9706 | 31.3522 | 7.3819 | 22.0709 | 32.0204 | 6.3936 | 20.316 | 30.4125 | 5.5173 | 18.7805 | 14.6834 | 2.6638 | 11.6845 | 2.6781 | 0.48586 | -6.3497 | 26.0319 | 4.7226 | -18.2418 | 34.6896 | 6.2932 | -27.8036 | 25.6229 | 15.4956 | 25.6229 | 26.72 | 14.9842 | 26.72 | 27.1137 | 14.7344 | 27.1137 | 27.6349 | 14.1015 | 27.6349 | 28.1946 | 13.3673 | 28.1946 | 28.669 | 12.6799 | 28.669 | 29.045 | 12.0488 | 29.045 | 29.5624 | 11.3931 | 29.5624 | 30.1876 | 10.7505 | 29.0278 | 30.3984 | 10.2435 | 27.9057 | 30.6042 | 9.784 | 26.837 | 31.244 | 8.7172 | 23.5945 | 32.1658 | 9.009 | 18.871 | 32.8102 | 14.0012 | 15.9453 | 33.2697 | 16.9192 | 13.965 | 25.5999 | 15.4956 | 25.5999 | 26.5888 | 14.9065 | 26.5888 | 27.2136 | 14.4232 | 27.2136 | 27.8883 | 13.3236 | 27.8883 | 28.5498 | 12.2311 | 28.5498 | 29.2287 | 11.1816 | 29.2287 | 29.9289 | 10.2166 | 29.9289 | 30.6223 | 9.2817 | 29.1085 | 31.3541 | 8.2914 | 27.4662 | 32.0211 | 7.2953 | 25.7446 | 32.6417 | 6.3832 | 24.0836 | 21.2172 | 3.8491 | 19.4884 | 17.5068 | 3.176 | 12.4801 | 38.3561 | 8.9552 | 9.4502 | 38.7704 | 12.3818 | 8.5297 | 25.5948 | 15.4956 | 25.5948 | 26.5971 | 14.3318 | 26.5971 | 27.2312 | 13.7193 | 27.2312 | 27.9686 | 12.2387 | 27.9686 | 28.7169 | 10.8069 | 28.7169 | 29.4556 | 8.5587 | 27.6865 | 30.1899 | 6.3325 | 25.9558 | 22.7433 | 4.126 | 22.7433 | 10.5147 | 1.9075 | 10.5147 | 10.6707 | 1.9358 | 10.6707 | 10.6707 | 1.9358 | 10.6707 | 10.6707 | 1.9358 | 3.9779 | 10.6707 | 1.9358 | -13.0515 | 10.6707 | 1.9358 | -24.1483 | 10.6707 | 1.9358 | -32.8396 | 25.5948 | 15.4956 | 25.5948 | 26.506 | 14.2912 | 26.506 | 27.0397 | 13.7138 | 27.0397 | 27.6794 | 12.2542 | 27.6794 | 28.3294 | 10.7383 | 28.3294 | 28.9644 | 9.2025 | 27.852 | 29.5959 | 7.8531 | 26.3943 | 30.1931 | 6.5909 | 25.0768 | 28.1341 | 5.104 | 21.5867 | 20.704 | 3.756 | 16.4279 | 15.3967 | 2.7932 | 6.8824 | 38.9076 | 7.0585 | -5.1155 | 4.9878 | 0.90487 | -19.116 | 18.7203 | 3.3962 | -27.0429 | 4.8719 | 0.88384 | -26.4932
ULVERSTON | HARKER / HUTTON | 327495 | 477808 | 55.6662 | 42.8394 | 55.6662 | 56.1038 | 41.902 | 56.1038 | 56.5292 | 40.9216 | 56.5292 | 57.1188 | 39.7891 | 57.1188 | 57.7218 | 38.4756 | 57.7218 | 58.3768 | 37.1716 | 58.3768 | 59.0227 | 36.0392 | 59.0227 | 59.735 | 35.1076 | 59.735 | 60.5581 | 34.2017 | 60.5581 | 61.1193 | 33.3455 | 61.1193 | 61.6469 | 32.6123 | 61.3405 | 64.4204 | 29.5032 | 52.2598 | 67.3013 | 23.8838 | 32.069 | 71.2749 | 21.6705 | 15.7241 | 71.4334 | 20.5401 | 6.099 | 55.6229 | 42.8394 | 55.6229 | 56.1415 | 42.3159 | 56.1415 | 56.1947 | 42.1367 | 56.1947 | 56.4224 | 41.8703 | 56.4224 | 56.6249 | 41.4031 | 56.6249 | 56.8169 | 40.9948 | 56.8169 | 57.1657 | 40.6608 | 57.1657 | 57.5731 | 40.1357 | 57.5731 | 58.0268 | 39.5612 | 58.0268 | 58.1899 | 39.1873 | 58.1899 | 58.3417 | 38.8486 | 58.3417 | 58.795 | 37.7729 | 58.795 | 59.437 | 35.9051 | 59.437 | 59.7801 | 36.5393 | 59.7801 | 59.9038 | 37.8059 | 58.821 | 55.6662 | 42.8394 | 55.6662 | 56.1042 | 42.2229 | 56.1042 | 56.5297 | 41.3487 | 56.5297 | 57.1194 | 40.2646 | 57.1194 | 57.7241 | 39.0513 | 57.7241 | 58.3799 | 37.9031 | 58.3799 | 59.0263 | 36.9188 | 59.0263 | 59.7371 | 36.1028 | 59.7371 | 60.5605 | 35.2155 | 60.5605 | 61.1202 | 34.342 | 61.1202 | 61.6449 | 33.5737 | 61.6449 | 64.4038 | 30.9596 | 61.2307 | 67.2146 | 27.3736 | 54.4075 | 71.153 | 26.6314 | 48.1294 | 71.2423 | 26.7521 | 48.2734 | 55.6844 | 42.8394 | 55.6844 | 56.1215 | 41.6833 | 56.1215 | 56.5892 | 40.6577 | 56.5892 | 57.2881 | 39.4055 | 57.2881 | 58.071 | 37.8163 | 58.071 | 58.8167 | 36.3965 | 58.8167 | 59.6511 | 35.0764 | 59.6511 | 60.5419 | 33.6562 | 60.5419 | 61.6346 | 32.2361 | 61.6346 | 62.4093 | 30.9457 | 62.4093 | 62.9573 | 29.7768 | 62.7495 | 70.8239 | 25.1978 | 49.4119 | 73.7191 | 18.7479 | 30.8464 | 74.5544 | 15.9388 | 18.7185 | 74.8652 | 14.1022 | 9.8722 | 55.6844 | 42.8394 | 55.6844 | 56.0455 | 41.6653 | 56.0455 | 56.434 | 40.6074 | 56.434 | 57.0617 | 39.2044 | 57.0617 | 57.8051 | 37.6361 | 57.8051 | 58.4617 | 36.0948 | 58.4617 | 60.0351 | 34.6423 | 60.0351 | 62.3422 | 32.9473 | 62.3422 | 66.8961 | 30.5477 | 57.7991 | 67.8466 | 28.6493 | 53.2535 | 69.2833 | 26.8348 | 48.301 | 71.7828 | 22.5283 | 35.431 | 73.5739 | 15.9876 | 19.9779 | 74.1775 | 15.4213 | 11.859 | 67.222 | 12.1951 | 14.0807
VERNON PARK | BREDBURY | 391131 | 390929 | 93.2852 | 23.2124 | 69.7426 | 94.1958 | 19.0363 | 59.9914 | 79.0792 | 14.3462 | 57.0024 | 54.6553 | 9.9153 | 54.0835 | 31.0578 | 5.6344 | 31.0578 | 12.9473 | 2.3488 | 12.9473 | 7.2675 | 1.3184 | 7.2675 | 3.872 | 0.70244 | 3.872 | 10.6707 | 1.9358 | 10.6707 | 10.6707 | 1.9358 | 10.6707 | 10.6707 | 1.9358 | 10.6707 | 10.6707 | 1.9358 | 10.6707 | 10.6707 | 1.9358 | -19.0226 | 10.6707 | 1.9358 | -46.2476 | 10.6707 | 1.9358 | -64.6528 | 93.2291 | 23.2124 | 69.7426 | 94.2871 | 19.9886 | 63.2965 | 91.1513 | 16.5363 | 61.9031 | 72.6255 | 13.1754 | 59.8885 | 53.5224 | 9.7098 | 53.5224 | 33.7514 | 6.123 | 33.7514 | 27.27 | 4.9472 | 27.27 | 23.7843 | 4.3148 | 23.7843 | 19.4004 | 3.5195 | 19.4004 | 16.7263 | 3.0344 | 16.7263 | 15.3084 | 2.7772 | 15.3084 | 10.4966 | 1.9043 | 10.4966 | 8.3164 | 1.5087 | 8.3164 | 27.336 | 4.9592 | 27.336 | 41.5809 | 7.5434 | 25.1906 | 93.2852 | 23.2124 | 69.7426 | 94.207 | 19.8829 | 63.0716 | 88.068 | 15.9769 | 60.6525 | 66.7588 | 12.1111 | 58.0213 | 45.2441 | 8.208 | 45.2441 | 22.9986 | 4.1723 | 22.9986 | 13.5709 | 2.462 | 13.5709 | 10.6704 | 1.9358 | 10.6704 | 6.8072 | 1.2349 | 6.8072 | 1.2663 | 0.22972 | 1.2663 | 10.6707 | 1.9358 | 10.6707 | 10.6707 | 1.9358 | 10.6707 | 10.6707 | 1.9358 | 10.6707 | 10.6707 | 1.9358 | 10.6707 | 1.2372 | 0.22445 | 1.2372 | 93.3088 | 23.2124 | 69.7426 | 94.2234 | 18.6393 | 58.4441 | 80.0764 | 14.5271 | 55.4683 | 58.1123 | 10.5425 | 52.7206 | 36.8402 | 6.6834 | 36.8402 | 14.7371 | 2.6735 | 14.7371 | 3.9745 | 0.72104 | 3.9745 | 0.64596 | 0.11719 | 0.64596 | 10.6707 | 1.9358 | 10.6707 | 10.6707 | 1.9358 | 10.6707 | 10.6707 | 1.9358 | 10.6707 | 10.6707 | 1.9358 | 10.6707 | 10.6707 | 1.9358 | -17.8257 | 10.6707 | 1.9358 | -42.3452 | 10.6707 | 1.9358 | -59.0568 | 93.3088 | 23.2124 | 69.7426 | 94.1084 | 18.5271 | 57.9107 | 84.4471 | 15.32 | 55.1861 | 67.7811 | 12.2966 | 52.6776 | 47.0557 | 8.5367 | 45.7514 | 29.432 | 5.3394 | 29.432 | 23.736 | 4.3061 | 23.736 | 18.9982 | 3.4466 | 18.9982 | 6.4218 | 1.165 | 6.4218 | 10.6707 | 1.9358 | 10.6707 | 10.6707 | 1.9358 | 10.0732 | 10.6707 | 1.9358 | -10.3987 | 10.6707 | 1.9358 | -39.5776 | 10.6707 | 1.9358 | -56.5943 | 10.6707 | 1.9358 | -53.3368
WEST DIDSBURY | SOUTH MANCHESTER | 382900 | 393269 | 10.6707 | 1.9358 | 10.6707 | 10.6707 | 1.9358 | 10.6707 | 10.6707 | 1.9358 | 10.6707 | 10.6707 | 1.9358 | 10.6707 | 10.6707 | 1.9358 | 10.6707 | 10.6707 | 1.9358 | 10.6707 | 10.6707 | 1.9358 | 10.6707 | 10.6707 | 1.9358 | 10.6707 | 8.726 | 1.9358 | 8.726 | 5.6432 | 1.9358 | 5.6432 | 2.9402 | 1.2077 | 2.9402 | -8.1919 | -3.3648 | -8.1919 | -31.9785 | -13.1349 | -31.9785 | -49.7386 | -20.4297 | -49.7386 | -66.1289 | -27.1619 | -67.4775 | 10.6707 | 1.9358 | 10.6707 | 10.6707 | 1.9358 | 10.6707 | 10.6707 | 1.9358 | 10.6707 | 10.6707 | 1.9358 | 10.6707 | 10.6707 | 1.9358 | 10.6707 | 10.6707 | 1.9358 | 10.6707 | 10.6707 | 1.9358 | 10.6707 | 10.6707 | 1.9358 | 10.6707 | 10.6707 | 1.9358 | 10.6707 | 10.6707 | 1.9358 | 10.6707 | 10.6707 | 1.9358 | 10.6707 | 10.6707 | 1.9358 | 10.6707 | 10.6707 | 1.9358 | 10.6707 | 10.6707 | 1.9358 | 10.6707 | 10.6707 | 1.9358 | 10.6707 | 10.6707 | 1.9358 | 10.6707 | 10.6707 | 1.9358 | 10.6707 | 10.6707 | 1.9358 | 10.6707 | 10.6707 | 1.9358 | 10.6707 | 10.6707 | 1.9358 | 10.6707 | 10.6707 | 1.9358 | 10.6707 | 10.6707 | 1.9358 | 10.6707 | 10.6707 | 1.9358 | 10.6707 | 10.6707 | 1.9358 | 10.6707 | 9.3585 | 1.9358 | 9.3585 | 6.7159 | 1.9358 | 6.7159 | -1.4562 | -0.59811 | -1.4562 | -12.845 | -5.276 | -12.845 | -19.4468 | -7.9876 | -19.4468 | -27.088 | -11.1262 | -27.088 | 10.6707 | 1.9358 | 10.6707 | 10.6707 | 1.9358 | 10.6707 | 10.6707 | 1.9358 | 10.6707 | 10.6707 | 1.9358 | 10.6707 | 10.6707 | 1.9358 | 10.6707 | 10.6707 | 1.9358 | 10.6707 | 10.6707 | 1.9358 | 10.6707 | 9.1031 | 1.9358 | 9.1031 | 5.5315 | 1.9358 | 5.5315 | 1.6704 | 0.68612 | 1.6704 | -1.7975 | -0.73832 | -1.7975 | -15.2653 | -6.2701 | -15.2653 | -44.8791 | -18.4338 | -44.8791 | -68.8088 | -28.2627 | -68.8088 | -88.8526 | -36.4956 | -88.8526 | 10.6707 | 1.9358 | 10.6707 | 10.6707 | 1.9358 | 10.6707 | 10.6707 | 1.9358 | 10.6707 | 10.6707 | 1.9358 | 10.6707 | 10.6707 | 1.9358 | 10.6707 | 10.6707 | 1.9358 | 10.6707 | 10.6707 | 1.9358 | 10.6707 | 7.7191 | 1.9358 | 7.7191 | 1.556 | 0.63912 | 1.556 | -4.9904 | -2.0498 | -4.9904 | -11.1373 | -4.5746 | -11.1373 | -27.615 | -11.3426 | -27.615 | -61.1212 | -25.1051 | -61.1212 | -82.9049 | -34.0526 | -82.9049 | -97.2625 | -39.9498 | -97.2625
WESTHOUGHTON | KEARSLEY | 365831 | 407025 | 88.554 | 40.0504 | 79.2744 | 88.979 | 30.0028 | 73.206 | 89.3965 | 16.3467 | 71.3512 | 20.0001 | 3.6283 | 20.0001 | 0.96469 | 0.17501 | 0.96469 | 10.6707 | 1.9358 | 10.6707 | 10.6707 | 1.9358 | 10.6707 | 10.6707 | 1.9358 | 10.6707 | 10.6707 | 1.9358 | 10.6707 | 10.6707 | 1.9358 | 10.6707 | 10.6707 | 1.9358 | 10.6707 | 10.6707 | 1.9358 | 10.6707 | 10.6707 | 1.9358 | 10.6707 | 104.0224 | 26.0723 | 4.8873 | 106.4829 | 24.5021 | -8.7034 | 88.5033 | 40.0504 | 79.2744 | 89.0358 | 34.1589 | 75.966 | 89.0756 | 25.9643 | 75.7078 | 89.3028 | 18.0943 | 74.9113 | 56.6708 | 10.281 | 56.6708 | 15.2718 | 2.7705 | 15.2718 | 4.3523 | 0.78958 | 4.3523 | 2.6909 | 0.48816 | 2.6909 | 0.74679 | 0.13548 | 0.74679 | 10.6707 | 1.9358 | 10.6707 | 10.6707 | 1.9358 | 10.6707 | 10.6707 | 1.9358 | 10.6707 | 9.0351 | 1.6391 | 9.0351 | 97.0265 | 20.3837 | 50.0038 | 98.7571 | 35.8923 | 47.8245 | 88.554 | 40.0504 | 79.2744 | 88.9889 | 34.0612 | 75.6091 | 89.4093 | 25.484 | 74.1719 | 90.0039 | 17.4063 | 72.4773 | 51.9057 | 9.4165 | 51.9057 | 8.9227 | 1.6187 | 8.9227 | 10.6707 | 1.9358 | 10.6707 | 10.6707 | 1.9358 | 10.6707 | 10.6707 | 1.9358 | 10.6707 | 10.6707 | 1.9358 | 10.6707 | 10.6707 | 1.9358 | 10.6707 | 10.6707 | 1.9358 | 10.6707 | 11.5912 | 2.1028 | 11.5912 | 101.9725 | 32.945 | 42.194 | 103.7125 | 33.4356 | 40.0637 | 88.5702 | 40.0504 | 79.2744 | 88.9934 | 33.2843 | 71.9531 | 89.4422 | 24.7073 | 70.1333 | 90.1187 | 16.5628 | 68.5063 | 47.0441 | 8.5346 | 47.0441 | 3.6943 | 0.6702 | 3.6943 | 10.6707 | 1.9358 | 10.6707 | 10.6707 | 1.9358 | 10.6707 | 10.6707 | 1.9358 | 10.6707 | 10.6707 | 1.9358 | 10.6707 | 10.6707 | 1.9358 | 10.6707 | 10.6707 | 1.9358 | 10.6707 | 10.6707 | 1.9358 | 10.6707 | 110.9651 | 24.1747 | 4.4771 | 112.724 | 23.0977 | -6.9591 | 88.5702 | 40.0504 | 79.2744 | 88.9384 | 38.5123 | 71.4043 | 89.3238 | 37.8374 | 69.6621 | 89.9751 | 37.2936 | 68.1327 | 90.8028 | 36.5624 | 64.2629 | 91.8016 | 35.8325 | 60.3472 | 92.9965 | 35.2353 | 58.6335 | 94.2771 | 34.5517 | 56.7315 | 95.9599 | 33.4196 | 52.1066 | 97.4544 | 32.333 | 46.993 | 98.9668 | 31.499 | 41.9559 | 103.4198 | 33.3836 | 27.2873 | 109.0702 | 26.4255 | 6.3937 | 111.6534 | 21.8193 | -5.5378 | 112.0033 | 20.547 | -4.0848
WIGAN | WASHWAY FARM / KIRKBY | 358343 | 404626 | 89.4429 | 74.45 | 80.5716 | 90.2084 | 73.3526 | 73.3287 | 90.7698 | 69.872 | 70.7375 | 91.4592 | 66.7654 | 68.347 | 92.1047 | 63.7974 | 64.8503 | 92.8232 | 62.8436 | 61.2447 | 93.6549 | 62.0228 | 58.3345 | 94.5931 | 61.2688 | 55.5905 | 95.6273 | 60.5911 | 53.2456 | 96.24 | 60.0058 | 51.6596 | 96.8654 | 59.6043 | 50.2467 | 98.6155 | 57.7104 | 41.6663 | 101.0725 | 56.3039 | 17.4722 | 102.6694 | 58.8853 | -2.036 | 103.9316 | 57.0895 | -16.159 | 89.3908 | 74.45 | 80.5716 | 90.2344 | 73.8991 | 75.9549 | 90.45 | 71.925 | 74.8144 | 90.825 | 70.019 | 73.3543 | 91.2058 | 68.1337 | 71.2745 | 91.6103 | 66.3921 | 69.1322 | 92.1797 | 64.7696 | 67.0019 | 92.7989 | 64.2778 | 64.4597 | 93.498 | 63.7537 | 61.9799 | 93.8074 | 63.5207 | 60.6539 | 94.1251 | 63.3748 | 59.4221 | 95.1683 | 62.8967 | 55.9519 | 96.6842 | 64.0967 | 51.3701 | 97.8403 | 67.546 | 48.5881 | 98.7423 | 68.0695 | 46.761 | 89.4429 | 74.45 | 80.5716 | 90.2223 | 73.8161 | 75.6521 | 90.7859 | 71.4627 | 73.4938 | 91.4721 | 69.1865 | 71.2868 | 92.1264 | 66.8547 | 68.0501 | 92.8491 | 64.6515 | 64.8658 | 93.6699 | 62.6974 | 62.459 | 94.5885 | 62.0041 | 60.0911 | 95.6188 | 61.3413 | 57.9391 | 96.2161 | 60.7669 | 56.4204 | 96.8186 | 60.3502 | 54.981 | 98.4652 | 59.1139 | 50.9777 | 100.4841 | 60.5112 | 45.7822 | 101.785 | 66.0792 | 42.7178 | 102.6183 | 66.4127 | 41.2908 | 89.4647 | 74.45 | 80.5716 | 90.2559 | 73.0717 | 72.0702 | 90.8897 | 70.6308 | 69.4552 | 91.6383 | 68.3077 | 67.1641 | 92.4725 | 66.1046 | 63.7885 | 93.4371 | 63.7884 | 60.4105 | 94.5297 | 61.7587 | 57.8464 | 95.6502 | 60.9133 | 55.5408 | 96.8744 | 60.059 | 53.5121 | 97.7425 | 59.3142 | 52.1154 | 98.5651 | 58.7645 | 50.9149 | 101.1723 | 56.5461 | 42.5192 | 105.3003 | 54.9501 | 18.7785 | 107.7959 | 57.1632 | -0.15383 | 109.0701 | 55.3598 | -13.1836 | 89.4647 | 74.45 | 80.5716 | 90.1743 | 73.0087 | 71.6215 | 90.6963 | 72.278 | 69.1775 | 91.3212 | 71.4116 | 67.0763 | 92.1258 | 70.2422 | 63.8477 | 93.0501 | 69.0946 | 60.6827 | 94.1366 | 68.1883 | 58.2924 | 95.3114 | 67.2762 | 55.4875 | 96.6504 | 65.9153 | 49.6545 | 97.7552 | 64.7927 | 44.2579 | 98.829 | 63.9218 | 38.9876 | 101.7872 | 65.4141 | 23.6808 | 105.6839 | 58.9538 | 1.6138 | 107.5786 | 54.8783 | -11.5727 | 107.938 | 53.3254 | -9.8721
WRIGHTINGTON | PENWORTHAM WEST / STANAH | 354460 | 413610 | 57.0566 | 44.9093 | 48.072 | 58.1027 | 43.0822 | 36.3577 | 59.1196 | 37.6184 | 31.9377 | 60.4013 | 32.8216 | 28.046 | 61.5993 | 28.5019 | 24.2681 | 62.9362 | 26.3262 | 20.2687 | 64.4594 | 24.2637 | 16.1432 | 66.1761 | 23.4 | 12.4855 | 68.1146 | 22.4983 | 8.8217 | 69.5699 | 21.6424 | 5.1787 | 70.8852 | 20.8681 | 1.8409 | 74.6417 | 18.0087 | -13.7015 | 75.8372 | 13.7581 | -50.28 | 85.1848 | 16.189 | -77.333 | 89.0376 | 17.5871 | -99.1256 | 56.9322 | 44.9093 | 48.072 | 58.0466 | 43.9268 | 41.2665 | 58.3286 | 40.2099 | 40.1645 | 58.8879 | 36.7513 | 38.1983 | 59.433 | 33.474 | 36.2873 | 59.9883 | 30.5298 | 34.4069 | 60.8089 | 27.7304 | 31.7391 | 61.9214 | 27.1022 | 28.219 | 63.2156 | 26.4084 | 24.3855 | 63.787 | 25.9251 | 21.7078 | 64.3879 | 25.4721 | 19.0479 | 66.4156 | 24.2028 | 11.2988 | 69.7746 | 23.2561 | 0.65349 | 72.6568 | 26.7948 | -6.3446 | 75.1278 | 29.3669 | -11.1238 | 57.0566 | 44.9093 | 48.072 | 58.1149 | 43.6571 | 40.1623 | 59.1356 | 39.4656 | 36.8139 | 60.4193 | 35.4593 | 33.4192 | 61.6487 | 31.7308 | 30.3798 | 63.002 | 28.3626 | 27.5204 | 64.5307 | 25.2858 | 24.719 | 66.2106 | 24.5208 | 22.071 | 68.1477 | 23.6599 | 18.7356 | 69.5686 | 22.7775 | 14.982 | 70.8283 | 21.958 | 11.3817 | 74.2696 | 19.6166 | 1.2983 | 78.9494 | 17.6202 | -11.2413 | 82.5023 | 23.1592 | -18.5401 | 85.0956 | 27.4166 | -21.5055 | 57.1089 | 44.9093 | 48.072 | 58.1894 | 42.6306 | 34.075 | 59.3408 | 38.2159 | 29.5111 | 60.7877 | 34.0082 | 25.8769 | 62.3838 | 29.8924 | 22.3914 | 64.2827 | 26.2008 | 18.8532 | 66.4444 | 22.6955 | 15.4238 | 68.8027 | 21.4896 | 12.6383 | 71.2561 | 20.1794 | 9.641 | 73.2104 | 18.888 | 6.2776 | 75.1928 | 17.6941 | 3.285 | 75.1883 | 13.6404 | -12.326 | 26.4475 | 4.798 | -48.4709 | 37.4643 | 6.7966 | -74.3975 | 46.7337 | 8.4782 | -93.4957 | 57.1089 | 44.9093 | 48.072 | 58.0907 | 42.5159 | 33.0548 | 59.1385 | 41.4688 | 28.4317 | 60.524 | 40.1625 | 24.9037 | 62.2014 | 38.7318 | 21.5294 | 64.1885 | 37.3416 | 18.3148 | 66.5166 | 35.9141 | 15.2134 | 69.1397 | 34.5949 | 12.0975 | 72.0567 | 32.7626 | 4.5165 | 74.5816 | 30.8416 | -3.9097 | 77.0917 | 28.9399 | -12.2153 | 84.0867 | 23.6785 | -36.51 | 89.6228 | 16.259 | -69.004 | 85.9298 | 15.589 | -86.9965 | 72.8635 | 13.2186 | -85.9677